## Instructions
USACE Facility Data Workbook (FDW) - Version 0.6 (MAY-9-2016)
INSTRUCTIONS
| QUICKSTART |  |  |  | WORKBOOK SUMMARY
| ❶ Enter Data In "1. Facility Data" |  |  |  | Total Number of Spaces: 8
Total Number of Assets: 124
❷ Enter data in "2. Space Data"
❸ Enter data in "3. Asset Data"
TABLE OF CONTENTS
| ❶ Introduction |  |  |  | ❻ Required Attributes (Tab 5)
| ❷ Facility Data (Tab 1) |  |  |  | ❼ Required Values (Tab 6)
| ❸ Space Data (Tab 2) |  |  |  | ❽ Support Information
8.1 - Frequently Asked Questions (FAQs)
| ❹ Asset Data (Tab 3) |  |  |  | 8.2 - References
8.3 - Change History
❺ Required Assets (Tab 4)
❶ INTRODUCTION
The USACE Facility Data Workbook (FDW) serves as the primary container for electronic Facility Data on USACE projects. The data collected in these spreadsheets is similar to the data required by traditional hardcopy O&M Manuals, but it is organized in a manner that allows for use by an array of electronic databases and systems of record.
The FDW is supplemented by electronic copies of the project Record Drawings and electronic copies of all project O&M manuals - referred to as the Facility Data Set (FDS). Data requirements for scope, content, organization, and format are contained in the FDW template and project specification 01 78 24.00 10 "OPERATIONS AND MAINTENANCE FACILITY DATA REQUIREMENTS."
Additional information and references regarding USACE Facility Data requirements and initiatives can be found in Section 7, "SUPPORT INFORMATION."
❷ TAB 1. FACILITY DATA
In contrast to the generic usage of "Facility Data" used throughout this template and associated documentation, the "Facility Data" Tab requires basic administrative and project data for reference by FDW users and databases. Content and formatting requirements for data placed in cells on this Tab can be found in Tab 5 "Required Attributes."
Quality Metrics:
● Complete the "Facility Data" tab first.
● Provide data for only one facility per FDW document. If a project contains multiple facilities, create two or more separate FDW documents.
● Only input data into the blue or shaded cells.
● Do not add or remove columns or rows in this tab.
● Data may be copied from other cells if necessary.
● A completed FDW shall contain no blank rows, colums, or data points within the defined data range(s). The "Facility Data" Tab, specifically, must be completed in full with appropriate data. No "N/A" or "null" data points shall be provided in this Tab.
❸ TAB 2. SPACE DATA
The "Space Data" Tab requires insertion of basic space information for the facility. The data in this tab is used to link individual facility assets to their location(s). Use project drawings, specifications, Designer of Record, and Contracting Officer input to provide a comprehensive list of spaces for the facility. Content and format requirements for data placed in cells on this Tab can be found in Tab 5 "Required Attributes." Tab 6 "Required Values" contains picklist data for space datapoints that must be selected from a list of values.
Quality Metrics:
● Complete this tab prior to completion of the "Asset Data" Tab. Data in the "Space Data" Tab serves as a basis for individual attribute picklists in the "Asset Data" Tab.
● Only input data into the blue or shaded cells.
● Use column filters to sort and filter data as required. Attribute data must correspond horizontally in reference to its associated space.
● Insert, add, or remove rows as necessary within the defined (colored) data range. Do not insert, add, remove or modify any columns within the defined data range.
● Data may be copied from other cells if necessary. Do not include blank rows anywhere in the document. A completed FDW shall contain no blank rows, columns, or data points within the defined data range(s).
● Use of formulas and references (from within the FDW file itself) are acceptable methods for compiling space and space attribute data.
● If a cell contains a picklist, select the cell value from that picklist whenever possible. Do not deviate from picklist values unless approved by the Government. If approved, the picklist may be overridden by compiling the data in a "non-picklist-formatted" cell and copy/pasting the data into the "picklist-formatted" cell.
❹ TAB 3. ASSET DATA
The "Asset Data" Tab requires compliation of all facility assets and associated attributes defined in Tab 4 "Required Assets" and Tab 5 "Required Attributes," respectively. Tab 6 "Required Values" contains picklist data for any attribute datapoints that are limited to a pre-defined list of values.
"Sub-Component" assets that are an integral and functional part of another listed "Component" (e.g. An electric motor that serves as an integral internal component of an air-handling unit) need not be duplicated or listed separately as its own individual asset.
Quality Metrics:
● Complete this tab after the "Space Data" Tab has been populated. Contents of the "Space Data" Tab serve as a basis for individual attribute picklists in the "Asset Data" Tab.
● Only input data into the blue or shaded cells.
● There is no required order for the vertical organization of assets. Use column filters to sort and filter data as required. Attribute data must correspond horizontally in reference to its associated asset.
● Insert, add, or remove rows as necessary within the defined (colored) data range. Do not insert, add, remove or modify any columns within the defined data range.
● Data may be copied from other cells if necessary. Do not include blank rows anywhere in the document. A completed FDW shall contain no blank rows, colums, or data points within the defined data range(s).
● Use of formulas and references (from within the FDW file itself) are acceptable methods for compiling space and space attribute data.
● If a cell is tied to a picklist, select the cell value from that picklist whenever possible. Do not deviate from picklist values unless approved by the Government.
❺ TAB 4. REQUIRED ASSETS
The "Required Assets" Tab describes the individual asset types that are required to be compiled to this FDW. Assets are grouped by CSI Masterformat 2014 (Omniclass Table 22) and generally correspond to Unified Facilities Guide Specifications (UFGSs) associated with those work results. This tab requires no data input.
Quality Metrics:
● If an asset type as described in Tab 4 "Required Assets" does not occur on a project, no data or place-holder values shall be populated to the FDW regarding that asset type. The asset type may be ignored.
● The asset list is organized by CSI Masterformat 2014 for organizational and reference reasons. Populate the FDW with all assets as described in the list if they occur in the facility - regardless of whether the contract documentation (drawings, specs) aligns with the numbered reference.
❻ TAB 5. REQUIRED ATTRIBUTES
The "Required Attributes" Tab describes the content and format requirements associated with each facility, space, or asset attribute found in the FDW. Within this Tab, attributes are assigned a reference ID and grouped according to their location in the FDW (facility, space, or asset data). These tables contain attribute defintions, formatting requirements, and at least one example data point complying with the definition. This tab requires no data input.
Quality Metrics:
● If attribute data cannot be identified for an individual space or asset, do not leave that cell blank. Populate that cell with "N/A" (not applicable) or "null" identifier as approved by the Government. A completed FDW shall contain no blank rows, columns, or data points within the defined data range(s).
● The "Submittal" column of this Tab describes the relative contract submittal at which an individual attribute is expected to be populated. See specification 01 78 24.00 10 "OPERATIONS AND MAINTENANCE FACILITY DATA REQUIREMENTS" for more information regarding "Progress" and "Final" FDW submittals. Attributes may be populated sooner than required, however any omissions (without prior approval) from a submittal may jeopardize Government acceptance of the submittal.
❼ TAB 6. REQUIRED VALUES
The "Required Values" Tab contains picklist data associated with various attributes contained within the FDW. Each picklist is labeled with the attribute that it is intended to populate.
Quality Metrics:
● No data shall be populated to this Tab as it is exclusively used to define picklist values associated with Tabs 2 and 3 of the FDW.
● Do not deviate from picklist values unless approved by the Government. If approved, do not add the approved deviation to the picklists found in Tab 6. The picklist may be overridden (in the appropriate Data Tab) by compiling the data in a "non-picklist-formatted" cell and copy/pasting the data into the "picklist-formatted" cell. No amendments to the picklist values found in Tab 6 are required or allowed.
❽ SUPPORT INFORMATION
8.1 Frequently Asked Questions (FAQs)
| Question: | This seems like a lot of work. Why does the Corps need this?
| Answer: | USACE serves a variety of stakeholders, each with their own complex missions and individual project needs. While USACE primarily provides design and construction services, it recognizes that many of its stakeholders incur the majority of their costs during the Operations and Maintenance portion of a facility lifecycle. These Facility Data requirements help in collecting Facility Data that many of our customers already track via electronic means. Completing this workbook will allow the stakeholder to "pre-populate" their databases and systems of record with critical facility information at project turnover.
Prior to completing this FWD, ensure that your project contract documents require these deliverables. Projects that do not require these deliverables may accept these items as supplements or replacements to hardcopy equivalents, but those terms will need to be negotiated with the appropriate personnel on a project-by-project basis.
| Question: | Can I use BIM to populate this spreadsheet?
| Answer: | At this point in time, population of the spreadsheet via BIM is neither prohibited nor required. There are clear benefits in compiling this data via BIM, but many of the logistical and organizational challenges associated with that task have not been fully investigated by USACE at this time. A project team deciding to use BIM to populate this spreadsheet should document this decision in their O&M FD PxP. All content and data integrity requirements must be met regardless of the means and methods of data compilation and/or input.
| Question: | Why are many of the columns in the spreadsheet locked and the values not editable?
| Answer: | Upon completion and turnover of the workbook, this data is delivered to support various stakeholder databases. Content and formatting requirements are set and sometimes "locked" to protect the integrity of the data as it is imported to these other databases.
| Question: | Who do I contact with questions?
| Answer: | For Project-specific issues, please contact your Contracting Officer (KO), Contracting Officer's Representative (COR), or USACE Project Manager (PM). For general questions about the contract language, Facility Data Workbook template, or general Facility Data requirements, please contact Brandon Tobias (Brandon.R.Tobias@usace.army.mil) or Van Woods (Van.Woods@usace.army.mil).
8.2 References
Specification 01 78 24.00 10 "OPERATIONS AND MAINTENANCE FACILITY DATA REQUIREMENTS." If completion of this FDW is required by your Project, see this section in your Contract specifications for the contractually-binding requirements for your Project. For an un-edited UFGS specification, refer to the Whole Building Design Guide website at http://www.wbdg.org.
USACE CAD/BIM Technology Center Website. https://cadbim.usace.army.mil/ This website contains the most current version of the FDW template along with any additional resources available for the completion of this Contract Requirement.
8.3 Change History
|  | Date | Version | Description of Changes
|  | 2016-05-09 | v0.6 | Fixed Space Classification picklist in tab 6.
|  | 2015-11-17 | v0.5.51 | Fixed export crash and About menu.
|  | 2015-09-30 | v0.5 | Revised "Instructions" Tab
|  | 2015-09-17 | v0.4 | Added "Instructions" Tab
|  | 2015-08-13 | v0.3 | Initial Release

## 1. Facility Data
USACE Facility Data Workbook (FDW) - Version 0.6 (MAY-9-2016)
FACILITY DATA
Project Designation | Project Description | Construction Contractor | Facility Designation | Facility Description
Data Standards: Use USACE Project Number (PN) prior to contract award and Contract Number (in construction drawings) after contract award. Only one row permitted. Project Designation must be unique. | Project description such as the DD1391 or contract project title. | Prime contractor name as indicated on the award letter. | Building identification number for the facility, such as the designation on the signage or Real Property Unique Identifier (RPUID). Only one facility permitted per workbook. Facility Designation must be unique. | Facility name from 01 78 24. 00 10 section 2.1.
Example(s) PN72968 W9128F-14-C-0031 | Battalion Headquarters | ABC Contractor, Inc | 1202 | Battalion Headquarters Building
Initial Submittal Stage: Progress | Progress | Progress | Progress | Progress
Project Designation | Project Description | Construction Contractor | Facility Designation | Facility Description | ExternalSystem | ExternalProjectObject | ExternalProjectIdentifier | ExternalSiteObject | ExternalSiteIdentifier | ExternalFacilityObject | ExternalFacilityIdentifier
PN72968 | SEPS to Attainia | Onuma, Inc. | 100 | Clinic
** NOTE: Only one facility per workbook file. See the appropriate contract specification for facilities defined by the Project.

## 2. Space Data
USACE Facility Data Workbook (FDW) - Version 0.6 (MAY-9-2016)
SPACE DATA
Space Designation | Space Description | * Space Classification | Space Signage | Level Designation | * Level Classification
Data Standard: Room designation as it appears on the construction documents. All spaces in the facility must be included whether an asset is present or not. Space Designation must be unique. | Description of space found on signage and/or construction documents. | A standardized classification for the function of the space. | Designation found on space signage. | Floor number found on construction documents. Naming standard should be provided and agreed upon in the O&M FD PxP. | A standardized classification of the type of level.
Example(s): N326 | Mechanical Room | 13 81 21 17 00:Mechanical Room | 326 - Mechanical Room | 03 - Third Floor | Floor
Initial Submittal Stage: Progress | Progress | Progress | Progress | Progress | Progress
Space Designation | Space Description | * Space Classification | Space Signage | Level Designation | * Level Classification
BRNP5 | BEDROOM, SECLUSION | 13-51 14 35 29: Patient Room, Seclusion | BRNP5 - BEDROOM, SECLUSION | 1st Floor - CLINIC
CRA01 | CONFERENCE ROOM, SMALL | 13-55 29 21 11: Conference Room | CRA01 - CONFERENCE ROOM, SMALL | 1st Floor - CLINIC
DAYR1 | DAYROOM | 13-51 14 00: Inpatient Care Spaces | DAYR1 - DAYROOM | 1st Floor - CLINIC | Floor
EXRG3 | EXAM ROOM | 13-51 61 55: Posturography Exam Room | EXRG3 - EXAM ROOM | 1st Floor - CLINIC | Floor
104 | Hall | n/a | 104 - Hall | 1st Floor - CLINIC | Floor
OFA03 | CUBICLE, ADMINISTRATIVE | 13-55 11 17: Dedicated Open Workstation | OFA03 - CUBICLE, ADMINISTRATIVE | 2nd Floor - Administration | Floor
OFC01 | OFFICE | 13-55 11 13: Dedicated Enclosed Workstation | OFC01 - OFFICE | 2nd Floor - Administration | Floor
204 | Hall | n/a | 204 - Hall | 2nd Floor - Administration | Floor

## 3. Asset Data
USACE Facility Data Workbook (FDW) - Version 0.6 (MAY-9-2016) | [10 empty] | 36
ASSET DATA
Asset Designation | Asset Description | * Space Designation | Spec Reference | * Asset Classification | System Designation | * System Classification | Tag Number | Manufacturer | Manufacturer Model Number | Serial Number | Manufacturer Email | Installation Date | Warranty Start Date | Warranty Duration | Warranty Description | * Warranty Priority Code
Data Standards: Unique name for each asset to match name/mark in construction documents. Note: If multiple instances of the same asset designation exist, add a unique sequence number such as 1 and 2. If Asset Designation is not available on construction documents, use Asset Abbreviation provided, followed by a dash and sequence number (i.e. P-10 for a pump). | Common language description of asset. | Designation of space from which the asset is accessed and maintained. Select from Space Designations from the Space Data. | Project-specific Unified Facility Guide Specification (UFGS) section for the asset. | Category of the asset. Select most specific applicable category. | System Type / Discipline. Select most appropriate system designation such as Conveying, Plumbing, HVAC, Fire Protection, Electrical, etc. | Category of the system. Select the most specific applicable category. | Tag Designation / Barcode physically attached to the asset. | Manufacturer as it appears on the nameplate. | Manufacturer provided model number as found on installed equipment nameplate. | Manufacturer provided serial number as found on installed equipment nameplate. | Email address for technical point of contact for asset. | Date on which the asset was installed. Format is YYYY/MM/DD. | Date on which the asset warranty begins. Format is YYYY/MM/DD. | Duration of asset warranty in months. | Description of warranty. | Warranty priority code as defined in UFGS 01 78 00 section 1.7.4 (Code 1, Code 2, and Code 3).
Example(s): AHU-1 HVACEQPT-3 | Air Handling Unit Air Source Heat Pump | N326 S127 | 23 73 13.00 40 | 22-23 73 00:Indoor Central-Station Air-Handling Units 22-23 81 00:Decentralized Unitary HVAC Equipment | HVAC | 21-04 30 00:Heating, Ventilation, and Air Conditioning (HVAC) | 3D-219V | Spacely Sprokets | CLCH-PRC022-EN | SO17762-01 | info@company.com | 2015-10-15 | 2015-10-15 | 12 | Manufacturer's comprehensive no dollar limit total system warranty. | Code 1
Initial Submittal Stage: Progress | Progress | Progress | Progress | Progress | Progress | Progress | Final | Final | Final | Final | Final | Final | Final | Final | Final | Final
Asset Designation | Asset Description | * Space Designation | Spec Reference | * Asset Classification | System Designation | * System Classification | Tag Number | Manufacturer | Manufacturer Model Number | Serial Number | Manufacturer Email | Installation Date | Warranty Start Date | Warranty Duration | Warranty Description | * Warranty Priority Code
A6025 | A6025 - Mirror, Safety, Convex | BRNP5 |  | 23-21 00 00: Furnishings, Fixtures and Equipment Products | Furnishings | 21-05 20 00: Furnishings | A6025 |  |  | 0 | [5 empty] | Code 1
A6025-1 | A6025 - Mirror, Safety, Convex | BRNP5 |  | 23-21 00 00: Furnishings, Fixtures and Equipment Products | Furnishings | 21-05 20 00: Furnishings | A6025 |  |  | 0 | [5 empty] | Code 1
Door-18 | Single-Flush | BRNP5 |  |  |  |  | n/a |  |  | 0 | [5 empty] | Code 1
M7011 | M7011 - Bed, Platform, Without Visible Legs, Psychiatric | BRNP5 |  | 23-21 00 00: Furnishings, Fixtures and Equipment Products | Equipment | 21-05 10 30: Commercial Equipment | M7011 |  |  | 0 | [5 empty] | Code 1
M7011-1 | M7011 - Bed, Platform, Without Visible Legs, Psychiatric | BRNP5 |  | 23-21 00 00: Furnishings, Fixtures and Equipment Products | Equipment | 21-05 10 30: Commercial Equipment | M7011 |  |  | 0 | [5 empty] | Code 1
A1010-64 | A1010 - Telecommunication Outlet | CRA01 |  | 23-21 00 00: Furnishings, Fixtures and Equipment Products | Equipment | 21-05 10 30: Commercial Equipment | A1010 | Leviton | RT-45TRG | 3894810 | www.leviton.com | 2015-10-14 | 2016-01-19 | 24 |  | Code 1
A1010-76 | A1010 - Telecommunication Outlet | CRA01 |  | 23-21 00 00: Furnishings, Fixtures and Equipment Products | Equipment | 21-05 10 30: Commercial Equipment | A1010 | Leviton | RT-45TRG | 3894812 | www.leviton.com | 2015-10-14 | 2016-01-19 | 24 |  | Code 1
A1010-80 | A1010 - Telecommunication Outlet | CRA01 |  | 23-21 00 00: Furnishings, Fixtures and Equipment Products | Equipment | 21-05 10 30: Commercial Equipment | A1010 | Leviton | RT-45TRG | 3894815 | www.leviton.com | 2015-10-14 | 2016-01-19 | 24 |  | Code 1
A1011-6 | A1011 - Telephone, Desk, 1 Line | CRA01 |  | 23-21 00 00: Furnishings, Fixtures and Equipment Products | Equipment | 21-05 10 30: Commercial Equipment | A1011 | Leviton | D1-48UYY | 2390853-25 | www.leviton.com | 2015-10-14 | 2016-01-19 | 24 |  | Code 1
A5145-2 | A5145 - Hook, Garment, Double, SS, Surface Mounted | CRA01 |  | 23-21 00 00: Furnishings, Fixtures and Equipment Products | Furnishings | 21-05 20 00: Furnishings | A5145 | Captain Hook | H5TTT33 | H4490988 | www.captainhook.com | 2015-10-14 | 2016-01-19 | 24 |  | Code 1
A5145-4 | A5145 - Hook, Garment, Double, SS, Surface Mounted | CRA01 |  | 23-21 00 00: Furnishings, Fixtures and Equipment Products | Furnishings | 21-05 20 00: Furnishings | A5145 | Captain Hook | H5TTT33 | H4490999 | www.captainhook.com | 2015-10-14 | 2016-01-19 | 24 |  | Code 1
A5212-6 | A5212 - Bracket, Television, Wall-Mounted, Tilt/Angle | CRA01 |  | 23-21 00 00: Furnishings, Fixtures and Equipment Products | Equipment | 21-05 10 30: Commercial Equipment | A5212 | Rosewill | FS-4 | u23-48920 | www.rosewill.com | 2015-10-14 | 2016-01-19 | 24 |  | Code 1
A5220-6 | A5220 - Bracket, Television, Wall Backing | CRA01 |  | 23-21 00 00: Furnishings, Fixtures and Equipment Products | Equipment | 21-05 10 30: Commercial Equipment | A5220 | Rosewill | FS-B4 | u3r9ifhqw89 | www.rosewill.com | 2015-10-14 | 2016-01-19 | 24 |  | Code 1
A6046-2 | A6046 - Artwork, Decorative, With Frame | CRA01 |  | 23-21 00 00: Furnishings, Fixtures and Equipment Products | Furnishings | 21-05 20 00: Furnishings | A6046 | Arch Framing | QR549 | 456364545455 | www.archframing.com | 2015-10-14 | 2016-01-19 | 12 |  | Code 1
A6046-5 | A6046 - Artwork, Decorative, With Frame | CRA01 |  | 23-21 00 00: Furnishings, Fixtures and Equipment Products | Furnishings | 21-05 20 00: Furnishings | A6046 | Arch Framing | QR549 | q09u3r0 | www.archframing.com | 2015-10-14 | 2016-01-19 | 12 |  | Code 1
Door-23 | Single-Flush | CRA01 |  |  |  |  | n/a |  |  | 0 | [5 empty] | Code 1
F0220-16 | F0220 - Chair, Conference | CRA01 |  | 23-21 00 00: Furnishings, Fixtures and Equipment Products | Furnishings | 21-05 20 00: Furnishings | F0220 | Wayfair | CC-343 | 0 | www.wayfair.com |  |  |  |  | Code 1
F0220-2 | F0220 - Chair, Conference | CRA01 |  | 23-21 00 00: Furnishings, Fixtures and Equipment Products | Furnishings | 21-05 20 00: Furnishings | F0220 | Wayfair | CC-343 | 0 | www.wayfair.com |  |  |  |  | Code 1
F0220-28 | F0220 - Chair, Conference | CRA01 |  | 23-21 00 00: Furnishings, Fixtures and Equipment Products | Furnishings | 21-05 20 00: Furnishings | F0220 | Wayfair | CC-343 | 0 | www.wayfair.com |  |  |  |  | Code 1
F0220-30 | F0220 - Chair, Conference | CRA01 |  | 23-21 00 00: Furnishings, Fixtures and Equipment Products | Furnishings | 21-05 20 00: Furnishings | F0220 | Wayfair | CC-343 | 0 | www.wayfair.com |  |  |  |  | Code 1
F0220-32 | F0220 - Chair, Conference | CRA01 |  | 23-21 00 00: Furnishings, Fixtures and Equipment Products | Furnishings | 21-05 20 00: Furnishings | F0220 | Wayfair | CC-343 | 0 | www.wayfair.com |  |  |  |  | Code 1
F0220-34 | F0220 - Chair, Conference | CRA01 |  | 23-21 00 00: Furnishings, Fixtures and Equipment Products | Furnishings | 21-05 20 00: Furnishings | F0220 | Wayfair | CC-343 | 0 | www.wayfair.com |  |  |  |  | Code 1
F0220-36 | F0220 - Chair, Conference | CRA01 |  | 23-21 00 00: Furnishings, Fixtures and Equipment Products | Furnishings | 21-05 20 00: Furnishings | F0220 | Wayfair | CC-343 | 0 | www.wayfair.com |  |  |  |  | Code 1
F0220-4 | F0220 - Chair, Conference | CRA01 |  | 23-21 00 00: Furnishings, Fixtures and Equipment Products | Furnishings | 21-05 20 00: Furnishings | F0220 | Wayfair | CC-343 | 0 | www.wayfair.com |  |  |  |  | Code 1
F0690-3 | F0690 - Workstation, Computer, Enclosed, With Lock | CRA01 |  | 23-21 00 00: Furnishings, Fixtures and Equipment Products | Furnishings | 21-05 20 00: Furnishings | F0690 |  |  | 0 | [5 empty] | Code 1
F0755-2 | F0755 - Table, Conference, Wood | CRA01 |  | 23-21 00 00: Furnishings, Fixtures and Equipment Products | Furnishings | 21-05 20 00: Furnishings | F0755 |  |  | 0 | [5 empty] | Code 1
F2000-14 | F2000 - Basket, Wastepaper, Round, Metal | CRA01 |  | 23-21 00 00: Furnishings, Fixtures and Equipment Products | Furnishings | 21-05 20 00: Furnishings | F2000 |  |  | 0 | [5 empty] | Code 1
F3200-3 | F3200 - Clock, Battery, 12" Diameter | CRA01 |  | 23-21 00 00: Furnishings, Fixtures and Equipment Products | Equipment | 21-05 10 30: Commercial Equipment | F3200 |  |  | 0 | [5 empty] | Code 1
M0385-4 | M0385 - Projector, Multimedia/Data | CRA01 |  | 23-21 00 00: Furnishings, Fixtures and Equipment Products | Equipment | 21-05 10 30: Commercial Equipment | M0385 |  |  | 0 | [5 empty] | Code 1
M0400-4 | M0400 - Screen, Projection, 144x144, Remote Control | CRA01 |  | 23-21 00 00: Furnishings, Fixtures and Equipment Products | Equipment | 21-05 10 30: Commercial Equipment | M0400 |  |  | 0 | [5 empty] | Code 1
M0507-4 | M0507 - Video Teleconferencing System | CRA01 |  | 23-21 00 00: Furnishings, Fixtures and Equipment Products | Equipment | 21-05 10 30: Commercial Equipment | M0507 |  |  | 0 | [5 empty] | Code 1
M0512-6 | M0512 - Television, HDTV, Large Screen, 60" | CRA01 |  | 23-21 00 00: Furnishings, Fixtures and Equipment Products | Equipment | 21-05 10 30: Commercial Equipment | M0512 |  |  | 0 | [5 empty] | Code 1
M1801-3 | M1801 - Computer, Microprocessing, w/Flat Panel Monitor | CRA01 |  | 23-21 00 00: Furnishings, Fixtures and Equipment Products | Equipment | 21-05 10 30: Commercial Equipment | M1801 |  |  | 0 | [5 empty] | Code 1
M1875-4 | M1875 - Board, Copy, Electronic Facsimile | CRA01 |  | 23-21 00 00: Furnishings, Fixtures and Equipment Products | Equipment | 21-05 10 30: Commercial Equipment | M1875 |  |  | 0 | [5 empty] | Code 1
A1010-81 | A1010 - Telecommunication Outlet | DAYR1 |  | 23-21 00 00: Furnishings, Fixtures and Equipment Products | Equipment | 21-05 10 30: Commercial Equipment | A1010 | Leviton | RT-45TRG | 3894816 | www.leviton.com | 2015-10-14 | 2016-01-19 | 24 |  | Code 1
A1010-82 | A1010 - Telecommunication Outlet | DAYR1 |  | 23-21 00 00: Furnishings, Fixtures and Equipment Products | Equipment | 21-05 10 30: Commercial Equipment | A1010 | Leviton | RT-45TRG | 3894817 | www.leviton.com | 2015-10-14 | 2016-01-19 | 24 |  | Code 1
A1012-1 | A1012 - Telephone, Wall Mounted, 1 Line | DAYR1 |  | 23-21 00 00: Furnishings, Fixtures and Equipment Products | Equipment | 21-05 10 30: Commercial Equipment | A1012 | Leviton | W1-85TTE | 2390853-54 | www.leviton.com | 2015-10-14 | 2016-01-19 | 24 |  | Code 1
A5185 | A5185 - Track, Drapery, Ceil/Wall Mntd, Sngl Channel Cord | DAYR1 |  | 23-21 00 00: Furnishings, Fixtures and Equipment Products | Furnishings | 21-05 20 00: Furnishings | A5185 | Medline | CCD144X99COR | 34239401 | www.medline.com | 2015-10-14 | 2016-01-19 | 24 |  | Code 1
A6046-18 | A6046 - Artwork, Decorative, With Frame | DAYR1 |  | 23-21 00 00: Furnishings, Fixtures and Equipment Products | Furnishings | 21-05 20 00: Furnishings | A6046 | Arch Framing | QR549 | 234234234242 | www.archframing.com | 2015-10-14 | 2016-01-19 | 12 |  | Code 1
A6046-23 | A6046 - Artwork, Decorative, With Frame | DAYR1 |  | 23-21 00 00: Furnishings, Fixtures and Equipment Products | Furnishings | 21-05 20 00: Furnishings | A6046 | Arch Framing | QR549 | 452452436 | www.archframing.com | 2015-10-14 | 2016-01-19 | 12 |  | Code 1
A6305 | A6305 - Drapes, Pair | DAYR1 |  | 23-21 00 00: Furnishings, Fixtures and Equipment Products | Furnishings | 21-05 20 00: Furnishings | A6305 |  |  | 0 | [5 empty] | Code 1
Door-24 | Single-Flush | DAYR1 |  |  |  |  | n/a |  |  | 0 | [5 empty] | Code 1
F0225 | F0225 - Chair, Dining Room | DAYR1 |  | 23-21 00 00: Furnishings, Fixtures and Equipment Products | Furnishings | 21-05 20 00: Furnishings | F0225 | Wayfair | CC-343 | 0 | www.wayfair.com |  |  |  |  | Code 1
F0225-1 | F0225 - Chair, Dining Room | DAYR1 |  | 23-21 00 00: Furnishings, Fixtures and Equipment Products | Furnishings | 21-05 20 00: Furnishings | F0225 | Wayfair | CDR-33 | 0 | www.wayfair.com |  |  |  |  | Code 1
F0225-2 | F0225 - Chair, Dining Room | DAYR1 |  | 23-21 00 00: Furnishings, Fixtures and Equipment Products | Furnishings | 21-05 20 00: Furnishings | F0225 | Wayfair | CDR-33 | 0 | www.wayfair.com |  |  |  |  | Code 1
F0225-3 | F0225 - Chair, Dining Room | DAYR1 |  | 23-21 00 00: Furnishings, Fixtures and Equipment Products | Furnishings | 21-05 20 00: Furnishings | F0225 | Wayfair | CDR-33 | 0 | www.wayfair.com |  |  |  |  | Code 1
F0255 | F0255 - Chair, Easy | DAYR1 |  | 23-21 00 00: Furnishings, Fixtures and Equipment Products | Furnishings | 21-05 20 00: Furnishings | F0255 | National Business Furniture | NBF-CE-54 | 0 | info@nationalbusinessfurniture.com |  |  |  |  | Code 1
F0255-1 | F0255 - Chair, Easy | DAYR1 |  | 23-21 00 00: Furnishings, Fixtures and Equipment Products | Furnishings | 21-05 20 00: Furnishings | F0255 | National Business Furniture | NBF-CE-54 | 0 | info@nationalbusinessfurniture.com |  |  |  |  | Code 1
F0255-2 | F0255 - Chair, Easy | DAYR1 |  | 23-21 00 00: Furnishings, Fixtures and Equipment Products | Furnishings | 21-05 20 00: Furnishings | F0255 | National Business Furniture | NBF-CE-54 | 0 | info@nationalbusinessfurniture.com |  |  |  |  | Code 1
F0255-3 | F0255 - Chair, Easy | DAYR1 |  | 23-21 00 00: Furnishings, Fixtures and Equipment Products | Furnishings | 21-05 20 00: Furnishings | F0255 | National Business Furniture | NBF-CE-54 | 0 | info@nationalbusinessfurniture.com |  |  |  |  | Code 1
F0280-53 | F0280 - Chair, Swivel, Low Back | DAYR1 |  | 23-21 00 00: Furnishings, Fixtures and Equipment Products | Furnishings | 21-05 20 00: Furnishings | F0280 | National Business Furniture | NBF-CS-LB-32 | 0 | info@nationalbusinessfurniture.com |  |  |  |  | Code 1
F0375 | F0375 - Sofa, Upholstered | DAYR1 |  | 23-21 00 00: Furnishings, Fixtures and Equipment Products | Furnishings | 21-05 20 00: Furnishings | F0375 | Wayfair | SOU-3443 | 0 | www.wayfair.com |  |  |  |  | Code 1
F0470 | F0470 - Cabinet, Television / Video Recorder | DAYR1 |  | 23-21 00 00: Furnishings, Fixtures and Equipment Products | Furnishings | 21-05 20 00: Furnishings | F0470 |  |  | 0 | [5 empty] | Code 1
F0710 | F0710 - Table, Computer, With Print Shelf | DAYR1 |  | 23-21 00 00: Furnishings, Fixtures and Equipment Products | Furnishings | 21-05 20 00: Furnishings | F0710 |  |  | 0 | [5 empty] | Code 1
F0740 | F0740 - Table, Occasional, Lamp | DAYR1 |  | 23-21 00 00: Furnishings, Fixtures and Equipment Products | Furnishings | 21-05 20 00: Furnishings | F0740 |  |  | 0 | [5 empty] | Code 1
F0740-1 | F0740 - Table, Occasional, Lamp | DAYR1 |  | 23-21 00 00: Furnishings, Fixtures and Equipment Products | Furnishings | 21-05 20 00: Furnishings | F0740 |  |  | 0 | [5 empty] | Code 1
F0795 | F0795 - Table, Dining | DAYR1 |  | 23-21 00 00: Furnishings, Fixtures and Equipment Products | Furnishings | 21-05 20 00: Furnishings | F0795 |  |  | 0 | [5 empty] | Code 1
F2000-15 | F2000 - Basket, Wastepaper, Round, Metal | DAYR1 |  | 23-21 00 00: Furnishings, Fixtures and Equipment Products | Furnishings | 21-05 20 00: Furnishings | F2000 |  |  | 0 | [5 empty] | Code 1
F2305 | F2305 - Rack, Magazine, F/S | DAYR1 |  | 23-21 00 00: Furnishings, Fixtures and Equipment Products | Furnishings | 21-05 20 00: Furnishings | F2305 |  |  | 0 | [5 empty] | Code 1
F2420-2 | F2420 - Lamp, Table, With Shade | DAYR1 |  | 23-21 00 00: Furnishings, Fixtures and Equipment Products | Furnishings | 21-05 20 00: Furnishings | F2420 |  |  | 0 | [5 empty] | Code 1
F2420-4 | F2420 - Lamp, Table, With Shade | DAYR1 |  | 23-21 00 00: Furnishings, Fixtures and Equipment Products | Furnishings | 21-05 20 00: Furnishings | F2420 |  |  | 0 | [5 empty] | Code 1
F3200-14 | F3200 - Clock, Battery, 12" Diameter | DAYR1 |  | 23-21 00 00: Furnishings, Fixtures and Equipment Products | Equipment | 21-05 10 30: Commercial Equipment | F3200 |  |  | 0 | [5 empty] | Code 1
M0430 | M0430 - Recorder/ Player, Digital, Video, DVD | DAYR1 |  | 23-21 00 00: Furnishings, Fixtures and Equipment Products | Equipment | 21-05 10 30: Commercial Equipment | M0430 |  |  | 0 | [5 empty] | Code 1
M0515 | M0515 - Television, Plasma | DAYR1 |  | 23-21 00 00: Furnishings, Fixtures and Equipment Products | Equipment | 21-05 10 30: Commercial Equipment | M0515 |  |  | 0 | [5 empty] | Code 1
M1801-15 | M1801 - Computer, Microprocessing, w/Flat Panel Monitor | DAYR1 |  | 23-21 00 00: Furnishings, Fixtures and Equipment Products | Equipment | 21-05 10 30: Commercial Equipment | M1801 |  |  | 0 | [5 empty] | Code 1
A1010-30 | A1010 - Telecommunication Outlet | EXRG3 |  | 23-21 00 00: Furnishings, Fixtures and Equipment Products | Equipment | 21-05 10 30: Commercial Equipment | A1010 | Leviton | RT-45TRG | 3894808 | www.leviton.com | 2015-10-14 | 2016-01-19 | 24 |  | Code 1
A1010-31 | A1010 - Telecommunication Outlet | EXRG3 |  | 23-21 00 00: Furnishings, Fixtures and Equipment Products | Equipment | 21-05 10 30: Commercial Equipment | A1010 | Leviton | RT-45TRG | 3894809 | www.leviton.com | 2015-10-14 | 2016-01-19 | 24 |  | Code 1
A1012-2 | A1012 - Telephone, Wall Mounted, 1 Line | EXRG3 |  | 23-21 00 00: Furnishings, Fixtures and Equipment Products | Equipment | 21-05 10 30: Commercial Equipment | A1012 | Leviton | W1-85TTE | 2390853-55 | www.leviton.com | 2015-10-14 | 2016-01-19 | 24 |  | Code 1
A1066-2 | A1066 - Mirror, Float Glass, With SS Frame | EXRG3 |  | 23-21 00 00: Furnishings, Fixtures and Equipment Products | Furnishings | 21-05 20 00: Furnishings | A1066 |  |  | 0 | [5 empty] | Code 1
A1132-6 | A1132 - Rail, Accessory Mounting, Length As Required | EXRG3 |  | 23-21 00 00: Furnishings, Fixtures and Equipment Products | Equipment | 21-05 10 30: Commercial Equipment | A1132 | Hospital Systems, Inc. |  | 0 | www.HSIheadwalls.com |  |  |  |  | Code 1
A5075-16 | A5075 - Dispenser, Soap, Disposable | EXRG3 |  | 23-21 00 00: Furnishings, Fixtures and Equipment Products | Equipment | 21-05 10 30: Commercial Equipment | A5075 | Bobrick |  | 0 | www.bobrick.com |  |  |  |  | Code 1
A5080-13 | A5080 - Dispenser, Paper Towel, SS, Surface Mounted | EXRG3 |  | 23-21 00 00: Furnishings, Fixtures and Equipment Products | Equipment | 21-05 10 30: Commercial Equipment | A5080 | Bobrick |  | 0 | www.bobrick.com |  |  |  |  | Code 1
A5106-9 | A5106 - Waste Disposal Unit, Sharps w/Glove Dispenser | EXRG3 |  | 23-21 00 00: Furnishings, Fixtures and Equipment Products | Furnishings | 21-05 20 00: Furnishings | A5106 | Bobrick |  | 0 | www.bobrick.com |  |  |  |  | Code 1
A5145-35 | A5145 - Hook, Garment, Double, SS, Surface Mounted | EXRG3 |  | 23-21 00 00: Furnishings, Fixtures and Equipment Products | Furnishings | 21-05 20 00: Furnishings | A5145 | Captain Hook | H5TTT33 | H4490977 | www.captainhook.com | 2015-10-14 | 2016-01-19 | 24 |  | Code 1
A5145-5 | A5145 - Hook, Garment, Double, SS, Surface Mounted | EXRG3 |  | 23-21 00 00: Furnishings, Fixtures and Equipment Products | Furnishings | 21-05 20 00: Furnishings | A5145 | Captain Hook | H5TTT33 | H4490998 | www.captainhook.com | 2015-10-14 | 2016-01-19 | 24 |  | Code 1
A5180-2 | A5180 - Track, Cubicle, Surface Mounted, With Curtain | EXRG3 |  | 23-21 00 00: Furnishings, Fixtures and Equipment Products | Furnishings | 21-05 20 00: Furnishings | A5180 | Medline | CCD144X99COR | 34239400 | www.medline.com | 2015-10-14 | 2016-01-19 | 24 |  | Code 1
A6046-33 | A6046 - Artwork, Decorative, With Frame | EXRG3 |  | 23-21 00 00: Furnishings, Fixtures and Equipment Products | Furnishings | 21-05 20 00: Furnishings | A6046 | Arch Framing | QR549 | 4343524242 | www.archframing.com | 2015-10-14 | 2016-01-19 | 12 |  | Code 1
Door-33 | Single-Flush | EXRG3 |  |  |  |  | n/a |  |  | 0 | [5 empty] | Code 1
E0948 | E0948 - Cart, General Storage, Mobile, 42"H x 32"W x 22"D | EXRG3 |  | 23-21 00 00: Furnishings, Fixtures and Equipment Products | Equipment | 21-05 10 30: Commercial Equipment | E0948 |  |  | 0 | [5 empty] | Code 1
F0210 | F0210 - Chair, Side, Without Arms | EXRG3 |  | 23-21 00 00: Furnishings, Fixtures and Equipment Products | Furnishings | 21-05 20 00: Furnishings | F0210 | National Business Furniture | CSWA-55 | 2322534534 | info@nationalbusinessfurniture.com | 2015-10-14 | 2016-01-19 | 24 |  | Code 1
F0280-55 | F0280 - Chair, Swivel, Low Back | EXRG3 |  | 23-21 00 00: Furnishings, Fixtures and Equipment Products | Furnishings | 21-05 20 00: Furnishings | F0280 | National Business Furniture | NBF-CS-LB-32 | 63453453 | info@nationalbusinessfurniture.com | 2015-10-14 | 2016-01-19 | 24 |  | Code 1
F0340 | F0340 - Stool, Self Adjusting | EXRG3 |  | 23-21 00 00: Furnishings, Fixtures and Equipment Products | Furnishings | 21-05 20 00: Furnishings | F0340 | Wayfair | SSA-342 | 324234234 | www.wayfair.com | 2015-10-14 | 2016-01-19 | 24 |  | Code 1
F2000-3 | F2000 - Basket, Wastepaper, Round, Metal | EXRG3 |  | 23-21 00 00: Furnishings, Fixtures and Equipment Products | Furnishings | 21-05 20 00: Furnishings | F2000 |  |  | 0 | [5 empty] | Code 1
F2000-4 | F2000 - Basket, Wastepaper, Round, Metal | EXRG3 |  | 23-21 00 00: Furnishings, Fixtures and Equipment Products | Furnishings | 21-05 20 00: Furnishings | F2000 |  |  | 0 | [5 empty] | Code 1
F3200-28 | F3200 - Clock, Battery, 12" Diameter | EXRG3 |  | 23-21 00 00: Furnishings, Fixtures and Equipment Products | Equipment | 21-05 10 30: Commercial Equipment | F3200 |  |  | 0 | [5 empty] | Code 1
M1620 | M1620 - Holder, Chart, Patient, Wall or Door Mounted | EXRG3 |  | 23-21 00 00: Furnishings, Fixtures and Equipment Products | Equipment | 21-05 10 30: Commercial Equipment | M1620 |  |  | 0 | [5 empty] | Code 1
M1801-34 | M1801 - Computer, Microprocessing, w/Flat Panel Monitor | EXRG3 |  | 23-21 00 00: Furnishings, Fixtures and Equipment Products | Equipment | 21-05 10 30: Commercial Equipment | M1801 |  |  | 0 | [5 empty] | Code 1
M1802 | M1802 - Work Station, Computer, Retractable, Wall Mounted | EXRG3 |  | 23-21 00 00: Furnishings, Fixtures and Equipment Products | Equipment | 21-05 10 30: Commercial Equipment | M1802 |  |  | 0 | [5 empty] | Code 1
M3072 | M3072 - Frame, Infectious Waste Bag w/Lid | EXRG3 |  | 23-21 00 00: Furnishings, Fixtures and Equipment Products | Equipment | 21-05 10 30: Commercial Equipment | M3072 |  |  | 0 | [5 empty] | Code 1
M4100 | M4100 - Sphygmomanometer, Aneroid, Wall Mounted | EXRG3 |  | 23-21 00 00: Furnishings, Fixtures and Equipment Products | Equipment | 21-05 10 30: Commercial Equipment | M4100 |  |  | 0 | [5 empty] | Code 1
M4200-6 | M4200 - Otoscope/Ophthalmoscope, Wall Mounted | EXRG3 |  | 23-21 00 00: Furnishings, Fixtures and Equipment Products | Equipment | 21-05 10 30: Commercial Equipment | M4200 |  |  | 0 | [5 empty] | Code 1
M7401 | M7401 - Light, Exam, Mobile, Spotlight, Mobile Stand | EXRG3 |  | 23-21 00 00: Furnishings, Fixtures and Equipment Products | Equipment | 21-05 10 30: Commercial Equipment | M7401 |  |  | 0 | [5 empty] | Code 1
M9025 | M9025 - Table, Examination/Treatment, With Cabinet | EXRG3 |  | 23-21 00 00: Furnishings, Fixtures and Equipment Products | Equipment | 21-05 10 30: Commercial Equipment | M9025 |  |  | 0 | [5 empty] | Code 1
P3100-8 | P3100 - Lavatory, Vitreous China, Slab Type | EXRG3 |  | 23-21 00 00: Furnishings, Fixtures and Equipment Products | Equipment | 21-05 10 30: Commercial Equipment | P3100 | Eagle MHC | HSA-10-FE | 2309f90939 | info@eaglegrp.com | 2015-10-14 | 2016-01-19 | 24 |  | Code 1
X3830 | X3830 - Illuminator, Film, Single, Wall Mounted | EXRG3 |  | 23-21 00 00: Furnishings, Fixtures and Equipment Products | Equipment | 21-05 10 30: Commercial Equipment | X3830 |  |  | 0 | [5 empty] | Code 1
A1010-73 | A1010 - Telecommunication Outlet | OFA03 |  | 23-21 00 00: Furnishings, Fixtures and Equipment Products | Equipment | 21-05 10 30: Commercial Equipment | A1010 | Leviton | RT-45TRG | 3894811 | www.leviton.com | 2015-10-14 | 2016-01-19 | 24 |  | Code 1
A1015-6 | A1015 - Telephone, Desk, Multiple Line | OFA03 |  | 23-21 00 00: Furnishings, Fixtures and Equipment Products | Equipment | 21-05 10 30: Commercial Equipment | A1015 | Leviton | RT-45TRG | 2390853-65 | www.leviton.com | 2015-10-14 | 2016-01-19 | 24 |  | Code 1
A6046-20 | A6046 - Artwork, Decorative, With Frame | OFA03 |  | 23-21 00 00: Furnishings, Fixtures and Equipment Products | Furnishings | 21-05 20 00: Furnishings | A6046 | Arch Framing | QR549 | 764575674567 | www.archframing.com | 2015-10-14 | 2016-01-19 | 12 |  | Code 1
Door-04 | Single-Flush | OFA03 |  |  |  |  | n/a |  |  | 0 | [5 empty] | Code 1
E0123 | E0123 - Workstation, Straight, Free Standing, 72" W | OFA03 |  | 23-21 00 00: Furnishings, Fixtures and Equipment Products | Furnishings | 21-05 20 00: Furnishings | E0123 | Work Station Industries | WR4436 | 5675757 | www.workstationindustries.com | 2015-10-14 | 2016-01-19 | 36 |  | Code 1
F0205-10 | F0205 - Chair, Side With Arms | OFA03 |  | 23-21 00 00: Furnishings, Fixtures and Equipment Products | Furnishings | 21-05 20 00: Furnishings | F0205 | National Business Furniture | CSA-44 | 5646456353 | info@nationalbusinessfurniture.com | 2015-10-14 | 2016-01-19 | 24 |  | Code 1
F0275-10 | F0275 - Chair, Swivel, High Back | OFA03 |  | 23-21 00 00: Furnishings, Fixtures and Equipment Products | Furnishings | 21-05 20 00: Furnishings | F0275 | National Business Furniture | NBF-CS-HB-32 | 2342423423 | info@nationalbusinessfurniture.com | 2015-10-14 | 2016-01-19 | 24 |  | Code 1
F0420-3 | F0420 - Cabinet, Filing, Lateral, Half Height | OFA03 |  | 23-21 00 00: Furnishings, Fixtures and Equipment Products | Furnishings | 21-05 20 00: Furnishings | F0420 |  |  | 0 | [5 empty] | Code 1
F2000-10 | F2000 - Basket, Wastepaper, Round, Metal | OFA03 |  | 23-21 00 00: Furnishings, Fixtures and Equipment Products | Furnishings | 21-05 20 00: Furnishings | F2000 |  |  | 0 | [5 empty] | Code 1
M1801-22 | M1801 - Computer, Microprocessing, w/Flat Panel Monitor | OFA03 |  | 23-21 00 00: Furnishings, Fixtures and Equipment Products | Equipment | 21-05 10 30: Commercial Equipment | M1801 |  |  | 0 | [5 empty] | Code 1
A1010-77 | A1010 - Telecommunication Outlet | OFC01 |  | 23-21 00 00: Furnishings, Fixtures and Equipment Products | Equipment | 21-05 10 30: Commercial Equipment | A1010 | Leviton | RT-45TRG | 3894813 | www.leviton.com | 2015-10-14 | 2016-01-19 | 24 |  | Code 1
A1010-78 | A1010 - Telecommunication Outlet | OFC01 |  | 23-21 00 00: Furnishings, Fixtures and Equipment Products | Equipment | 21-05 10 30: Commercial Equipment | A1010 | Leviton | RT-45TRG | 3894814 | www.leviton.com | 2015-10-14 | 2016-01-19 | 24 |  | Code 1
A1015-9 | A1015 - Telephone, Desk, Multiple Line | OFC01 |  | 23-21 00 00: Furnishings, Fixtures and Equipment Products | Equipment | 21-05 10 30: Commercial Equipment | A1015 | Leviton | RT-45TRG | 3209843-66 | www.leviton.com | 2015-10-14 | 2016-01-19 | 24 |  | Code 1
A5155-5 | A5155 - Costumer, Wall, Executive | OFC01 |  | 23-21 00 00: Furnishings, Fixtures and Equipment Products | Furnishings | 21-05 20 00: Furnishings | A5155 | Magnuson Group | PC550 | 9499-32 | www.magnusongroup.com | 2015-10-14 | 2016-01-19 | 24 |  | Code 1
A6046-21 | A6046 - Artwork, Decorative, With Frame | OFC01 |  | 23-21 00 00: Furnishings, Fixtures and Equipment Products | Furnishings | 21-05 20 00: Furnishings | A6046 | Arch Framing | QR549 | 543535 | www.archframing.com | 2015-10-14 | 2016-01-19 | 12 |  | Code 1
A6046-22 | A6046 - Artwork, Decorative, With Frame | OFC01 |  | 23-21 00 00: Furnishings, Fixtures and Equipment Products | Furnishings | 21-05 20 00: Furnishings | A6046 | Arch Framing | QR549 | 45644564 | www.archframing.com | 2015-10-14 | 2016-01-19 | 12 |  | Code 1
Door-05 | Single-Flush | OFC01 |  |  |  |  | n/a |  |  | 0 | [5 empty] | Code 1
F0120-4 | F0120 - Bookcase, Executive, 3 Shelf, Wood | OFC01 |  | 23-21 00 00: Furnishings, Fixtures and Equipment Products | Furnishings | 21-05 20 00: Furnishings | F0120 |  |  | 0 | [5 empty] | Code 1
F0235-8 | F0235 - Chair, Executive, Side | OFC01 |  | 23-21 00 00: Furnishings, Fixtures and Equipment Products | Furnishings | 21-05 20 00: Furnishings | F0235 | Wayfair | CES-323 | 6645643 | www.wayfair.com | 2015-10-14 | 2016-01-19 | 24 |  | Code 1
F0235-9 | F0235 - Chair, Executive, Side | OFC01 |  | 23-21 00 00: Furnishings, Fixtures and Equipment Products | Furnishings | 21-05 20 00: Furnishings | F0235 | Wayfair | CES-323 | 223424536 | www.wayfair.com | 2015-10-14 | 2016-01-19 | 24 |  | Code 1
F0240-4 | F0240 - Chair, Executive, Swivel | OFC01 |  | 23-21 00 00: Furnishings, Fixtures and Equipment Products | Furnishings | 21-05 20 00: Furnishings | F0240 | National Business Furniture | NBF-CS-34 | 343455242 | info@nationalbusinessfurniture.com | 2015-10-14 | 2016-01-19 | 24 |  | Code 1
F0600-5 | F0600 - Credenza, Executive, Wood | OFC01 |  | 23-21 00 00: Furnishings, Fixtures and Equipment Products | Furnishings | 21-05 20 00: Furnishings | F0600 |  |  | 0 | [5 empty] | Code 1
F0650-4 | F0650 - Desk, Executive, Wood | OFC01 |  | 23-21 00 00: Furnishings, Fixtures and Equipment Products | Furnishings | 21-05 20 00: Furnishings | F0650 |  |  | 0 | [5 empty] | Code 1
F0710-5 | F0710 - Table, Computer, With Print Shelf | OFC01 |  | 23-21 00 00: Furnishings, Fixtures and Equipment Products | Furnishings | 21-05 20 00: Furnishings | F0710 |  |  | 0 | [5 empty] | Code 1
F2005-5 | F2005 - Basket, Wastepaper, Executive, Wood | OFC01 |  | 23-21 00 00: Furnishings, Fixtures and Equipment Products | Furnishings | 21-05 20 00: Furnishings | F2005 |  |  | 0 | [5 empty] | Code 1
F3200-16 | F3200 - Clock, Battery, 12" Diameter | OFC01 |  | 23-21 00 00: Furnishings, Fixtures and Equipment Products | Equipment | 21-05 10 30: Commercial Equipment | F3200 |  |  | 0 | [5 empty] | Code 1
F8010-1 | F8010 - Flags, Command & Staff | OFC01 |  | 23-21 00 00: Furnishings, Fixtures and Equipment Products | Furnishings | 21-05 20 00: Furnishings | F8010 |  |  | 0 | [5 empty] | Code 1
M1801-23 | M1801 - Computer, Microprocessing, w/Flat Panel Monitor | OFC01 |  | 23-21 00 00: Furnishings, Fixtures and Equipment Products | Equipment | 21-05 10 30: Commercial Equipment | M1801 |  |  | 0 | [5 empty] | Code 1
M1825-14 | M1825 - Printer, Computer | OFC01 |  | 23-21 00 00: Furnishings, Fixtures and Equipment Products | Equipment | 21-05 10 30: Commercial Equipment | M1825 |  |  | 0 | [5 empty] | Code 1

## 4. Required Assets
USACE Facility Data Workbook (FDW) - Version 0.6 (MAY-9-2016)
REQUIRED ASSETS
UFGS Division | Product Name
Division 14 - Conveying Equipment
Elevators
Division 21 - Fire Suppression
Fire Pumps
Division 22 - Plumbing
Domestic Water Pumps
Backwater Valves
Sanitary Sewerage Pumps
Facility Packaged Sewage Pumping Stations
Sump Pumps
General Service Packaged Air Compressors and Receivers
Electric Domestic Water Heaters
Fuel-Fired Domestic Water Heaters
Domestic Water Heat Exchangers
Division 23 - Heating, Ventilating, and Air-Conditioning (HVAC)
Facility Fuel Pumps
Fire Dampers
Smoke-Control Dampers
HVAC Fans
Constant-Air-Volume Units
Variable-Air-Volume Units
Ventilation Hoods
Heating Boilers
Boiler Feedwater Pumps
Furnaces
Fuel-Fired Heaters
Heat Exchangers for HVAC
Refrigerant Compressors
Refrigerant Condensers
Packaged Water Chillers
Cooling Towers
Indoor Central-Station Air-Handling Units
Packaged Outdoor HVAC Equipment
Custom-Packaged Outdoor HVAC Equipment
Evaporative Air-Cooling Equipment
Decentralized Unitary HVAC Equipment
Convection Heating and Cooling Units
Radiant Heating Units
UFGS Division | Product Name
Division 26 - Electrical
Medium-Voltage Transformers
Medium-Voltage Switchgear
Medium-Voltage Metering
Low-Voltage Transformers
Low-Voltage Switchgear
Switchboards and Panelboards
Static Uninterruptible Power Supply
Division 28 - Electronic Safety and Security
Fire Detection and Alarm Annunciation Panels and Fire Stations
Division 33 - Utilities
Water Utility Pumping Stations
Water Supply Wells
Packaged Utility Lift Stations
Packaged Utility Wastewater Pumping Stations
Fuel-Oil Pumps
Gasoline Pumps
Diesel Fuel Pumps
Utility Transformers
High-Voltage Switchgear and Protection Devices
Medium-Voltage Utility Switchgear and Protection Devices

## 5. Required Attributes
USACE Facility Data Workbook (FDW) - Version 0.6 (MAY-9-2016)
REQUIRED ATTRIBUTES
Facility Data
ID | Attribute | Definition | Example(s) | Submittal
F01 | Project Designation | Use USACE Project Number (PN) prior to contract award and Contract Number (in construction drawings) after contract award. Only one row permitted. Project Designation must be unique. | PN72968 W9128F-14-C-0031 | Progress
F02 | Project Description | Project description such as the DD1391 or contract project title. | Battalion Headquarters | Progress
F03 | Construction Contractor | Prime contractor name as indicated on the award letter. | ABC Contractor, Inc | Progress
F04 | Facility Designation | Building identification number for the facility, such as the designation on the signage or Real Property Unique Identifier (RPUID). Only one facility permitted per workbook. Facility Designation must be unique. | 1202 | Progress
F05 | Facility Description | Facility name from 01 78 24. 00 10 section 2.1. | Battalion Headquarters Building | Progress
Space Data
ID | Attribute | Definition | Example(s) | Submittal
S01 | Space Designation | Room designation as it appears on the construction documents. All spaces in the facility must be included whether an asset is present or not. Space Designation must be unique. | N326 | Progress
S02 | Space Description | Description of space found on signage and/or construction documents. | Mechanical Room | Progress
S03 | Space Classification | A standardized classification for the function of the space. | 13 81 21 17 00:Mechanical Room | Progress
S04 | Space Signage | Designation found on space signage. | 326 - Mechanical Room | Progress
S05 | Level Designation | Floor number found on construction documents. Naming standard should be provided and agreed upon in the O&M FD PxP. | 03 - Third Floor | Progress
S06 | Level Classification | A standardized classification of the type of level. | Floor | Progress
Asset Data
ID | Attribute | Definition | Example(s) | Submittal
A01 | Asset Designation | Unique name for each asset to match name/mark in construction documents. Note: If multiple instances of the same asset designation exist, add a unique sequence number such as 1 and 2. If Asset Designation is not available on construction documents, use Asset Abbreviation provided, followed by a dash and sequence number (i.e. P-10 for a pump). | AHU-1 HVACEQPT-3 | Progress
A02 | Asset Description | Common language description of asset. | Air Handling Unit Air Source Heat Pump | Progress
A03 | Space Designation | Designation of space from which the asset is accessed and maintained. Select from Space Designations from the Space Data. | N326 S127 | Progress
A04 | Spec Reference | Project-specific Unified Facility Guide Specification (UFGS) section for the asset. | 23 73 13.00 40 | Progress
A05 | Asset Classification | Category of the asset. Select most specific applicable category. | 22-23 73 00:Indoor Central-Station Air-Handling Units 22-23 81 00:Decentralized Unitary HVAC Equipment | Progress
A06 | System Designation | System Type / Discipline. Select most appropriate system designation such as Conveying, Plumbing, HVAC, Fire Protection, Electrical, etc. | HVAC | Progress
A07 | System Classification | Category of the system. Select the most specific applicable category. | 21-04 30 00:Heating, Ventilation, and Air Conditioning (HVAC) | Progress
A08 | Tag Number | Tag Designation / Barcode physically attached to the asset. | 3D-219V | Final
A09 | Manufacturer | Manufacturer as it appears on the nameplate. | Spacely Sprokets | Final
A10 | Manufacturer Model Number | Manufacturer provided model number as found on installed equipment nameplate. | CLCH-PRC022-EN | Final
A11 | Serial Number | Manufacturer provided serial number as found on installed equipment nameplate. | SO17762-01 | Final
A12 | Manufacturer Email | Email address for technical point of contact for asset. | info@company.com | Final
A13 | Installation Date | Date on which the asset was installed. Format is YYYY/MM/DD. | 2015-10-15 | Final
A14 | Warranty Start Date | Date on which the asset warranty begins. Format is YYYY/MM/DD. | 2015-10-15 | Final
A15 | Warranty Duration | Duration of asset warranty in months. | 12 | Final
A16 | Warranty Description | Description of warranty. | Manufacturer's comprehensive no dollar limit total system warranty. | Final
A17 | Warranty Priority Code | Warranty priority code as defined in UFGS 01 78 00 section 1.7.4 (Code 1, Code 2, and Code 3). | Code 1 | Final

## 6. Required Values
USACE Facility Data Workbook (FDW) - Version 0.6 (MAY-9-2016)
REQUIRED ATTRIBUTE VALUES
FDW ATTRIBUTE | S03: Space Classification |  |  |  | S06: Level Classification | A05: Asset Classification |  |  | A07: System Classification |  |  | A17: Warranty Priority Code
| OmniClass Title | OmniClass Number | Definitions | Display | Level Classification | OmniClass Title | OmniClass Number | Display | OmniClass Title | OmniClass Number | Display | 017800 1.7.4 Warranty Code
VALUES | Ablution Room | 13-65 13 15 | Space for washing one's body or part of it. | Ablution Room (13-65 13 15) | Site | Aviation Fuel Pumps | 22-33 52 43 23 | Aviation Fuel Pumps (22-33 52 43 23) | Conveying | 21-04 10 00 | Conveying (21-04 10 00) | Code 1
| Access Chamber | 13-23 23 17 | Space that leads to prefabricated sewage system "man hole" structures | Access Chamber (13-23 23 17) | Basement | Backwater Valves | 22-22 13 19 33 | Backwater Valves (22-22 13 19 33) | Electrical | 21-04 50 00 | Electrical (21-04 50 00) | Code 2
| Acting Stage | 13-37 11 13 11 | A space for the performance of theatrical productions. | Acting Stage (13-37 11 13 11) | Floor | Boiler Feedwater Pumps | 22-23 53 13 | Boiler Feedwater Pumps (22-23 53 13) | Exterior Vertical Enclosures | 21-02 20 00 | Exterior Vertical Enclosures (21-02 20 00) | Code 3
| Aerobic Studio | 13-33 11 15 45 | A space for a form of exercise, designed to enhance one's cardiovascular fitness, often performed to music. | Aerobic Studio (13-33 11 15 45) | Mezzanine | Constant-Air-Volume Units | 22-23 36 13 | Constant-Air-Volume Units (22-23 36 13) | Fire Protection | 21-04 40 00 | Fire Protection (21-04 40 00)
| Air Lock | 13-25 13 27 | An airlock is a device which permits the passage of people and objects between a pressure vessel and its surroundings while minimizing the change of pressure in the vessel and loss of air from it. The lock consists of a small chamber with two airtight doors in series which do not open simultaneously. | Air Lock (13-25 13 27) | Plenum/Interstitial | Convection Heating and Cooling Units | 22-23 82 00 | Convection Heating and Cooling Units (22-23 82 00) | Foodservice Equipment | 21-05 10 30 80 | Foodservice Equipment (21-05 10 30 80)
| Air Shaft | 13-13 13 00 | a vertical (or near vertical) shaft that supplies ventilation to a tunnel or other underground facility | Air Shaft (13-13 13 00) | Roof | Cooling Towers | 22-23 65 00 | Cooling Towers (22-23 65 00) | Heating, Ventilation, and Air Conditioning (HVAC) | 21-04 30 00 | Heating, Ventilation, and Air Conditioning (HVAC) (21-04 30 00)
| Aisle | 13-25 11 13 | An exit access component that defines and provides a path of egress travel. | Aisle (13-25 11 13) | Other | Custom-Packaged Outdoor HVAC Equipment | 22-23 75 00 | Custom-Packaged Outdoor HVAC Equipment (22-23 75 00) | Interior Construction | 21-03 10 00 | Interior Construction (21-03 10 00)
| Allergen Preparation Space | 13-51 34 11 | Space used to compound a formulated preparation for oral administration and ingestion containing an immunotherapeutically active amount of at least one allergen. | Allergen Preparation Space (13-51 34 11) |  | Decentralized Unitary HVAC Equipment | 22-23 81 00 | Decentralized Unitary HVAC Equipment (22-23 81 00) | Plumbing | 21-04 20 00 | Plumbing (21-04 20 00)
| Allergy Injection Room | 13-51 34 13 | Space used for administration of compounded allergens by injection. | Allergy Injection Room (13-51 34 13) |  | Diesel Fuel Pumps | 22-33 52 19 23 | Diesel Fuel Pumps (22-33 52 19 23) | Sitework | 21-07 00 00 | Sitework (21-07 00 00)
| Allergy Skin Testing | 13-51 34 15 | Space used for application of various agents to the bare skin in order to determine source of allergies. | Allergy Skin Testing (13-51 34 15) |  | Domestic Water Heat Exchangers | 22-22 35 00 | Domestic Water Heat Exchangers (22-22 35 00) | Vehicle Servicing Equipment | 21-05 10 10 10 | Vehicle Servicing Equipment (21-05 10 10 10)
| Altar | 13-47 11 13 | A space upon which offerings can be made for religious purposes, or some other sacred place where ceremonies take place. | Altar (13-47 11 13) |  | Domestic Water Pumps | 22-22 11 23 | Domestic Water Pumps (22-22 11 23)
| Alteration or Conversion Space | 13-23 31 00 | Spaces temporarily out of use because they are being altered, remodeled, or rehabilitated at the time of the inventory. | Alteration or Conversion Space (13-23 31 00) |  | Electric Domestic Water Heaters | 22-22 33 00 | Electric Domestic Water Heaters (22-22 33 00)
| Alternate Workplace | 13-67 00 00 | Space that is used to accommodate employees during the workday but which are not part of the institution's real estate portfolio. | Alternate Workplace (13-67 00 00) |  | Elevators | 22-14 20 00 | Elevators (22-14 20 00)
| Alternate Workplace | 13-67 00 00 | Space that is used to accommodate employees during the workday but which are not part of the institution's real estate portfolio. | Alternate Workplace (13-67 00 00) |  | Evaporative Air-Cooling Equipment | 22-23 76 00 | Evaporative Air-Cooling Equipment (22-23 76 00)
| Amputee Training Area | 13-51 61 11 | Space used in physical therapy and rehabilitation medicine for training and exercises for persons who have suffered limb loss. | Amputee Training Area (13-51 61 11) |  | Facility Fuel Pumps | 22-23 12 00 | Facility Fuel Pumps (22-23 12 00)
| Amusement Ride | 13-33 15 27 | A device found at carnivals, fairs/funfairs, or amusement parks meant to appeal to various senses of the rider. | Amusement Ride (13-33 15 27) |  | Facility Packaged Sewage Pumping Stations | 22-22 13 43 | Facility Packaged Sewage Pumping Stations (22-22 13 43)
| Anechoic Chamber | 13-49 11 00 | Space that is isolated from external sound and electromagnetic radiation sources, using sound proofing and electromagnetic absorptive material to prevent the reflection of wave phenomena (reverberation). | Anechoic Chamber (13-49 11 00) |  | Fire Dampers | 22-23 33 13 16 | Fire Dampers (22-23 33 13 16)
| Anesthesia Workroom and Equipment Storage | 13-51 44 11 | Space used for storage, minor operator maintenance, and preparation of anesthesia machines and associated equipment. | Anesthesia Workroom and Equipment Storage (13-51 44 11) |  | Fire Detection and Alarm Annunciation Panels and Fire Stations | 22-28 31 23 | Fire Detection and Alarm Annunciation Panels and Fire Stations (22-28 31 23)
| Angiographic Control Room | 13-51 24 11 | Space used for operator control of angiography equipment | Angiographic Control Room (13-51 24 11) |  | Fire Pumps | 22-21 30 00 | Fire Pumps (22-21 30 00)
| Angiographic Instrument Room | 13-51 24 13 | Space used for preparation, cleaning, and storage of certain equipment used in angiography. | Angiographic Instrument Room (13-51 24 13) |  | Fuel-Fired Domestic Water Heaters | 22-22 34 00 | Fuel-Fired Domestic Water Heaters (22-22 34 00)
| Angiographic Procedure Control Area | 13-51 24 15 | Space used for operator control of an angiographic system and its components. | Angiographic Procedure Control Area (13-51 24 15) |  | Fuel-Fired Heaters | 22-23 55 00 | Fuel-Fired Heaters (22-23 55 00)
| Angiographic Procedure Room | 13-51 21 11 | Space used for complex, percutaneous interventional radiology procedures to diagnose problems of the arteries, veins, and heart chambers. | Angiographic Procedure Room (13-51 21 11) |  | Fuel-Oil Pumps | 22-33 52 13 23 | Fuel-Oil Pumps (22-33 52 13 23)
| Angiographic System Component Room | 13-51 24 17 | Space used for electronic and mechanical equipment which supports an angiographic imaging system. | Angiographic System Component Room (13-51 24 17) |  | Furnaces | 22-23 54 00 | Furnaces (22-23 54 00)
| Animal Securing Spaces | 13-61 11 00 | A space that directly serves an animal quarters facility as an extension of the activities in that facility. | Animal Securing Spaces (13-61 11 00) |  | Gasoline Pumps | 22-33 52 16 23 | Gasoline Pumps (22-33 52 16 23)
| Animal Stall | 13-61 11 13 | An enclosed floor space, typically open to the structure ceiling for detaining an animal. | Animal Stall (13-61 11 13) |  | General Service Packaged Air Compressors and Receivers | 22-22 15 19 | General Service Packaged Air Compressors and Receivers (22-22 15 19)
| Antenna Farm | 13-69 17 00 | Space designed to support communications antenna. | Antenna Farm (13-69 17 00) |  | Heat Exchangers for HVAC | 22-23 57 00 | Heat Exchangers for HVAC (22-23 57 00)
| Antepartum Testing (NST) Room | 13-51 34 17 | Space used to determine and control the causes of fetal distress in the antepartum (before labor) period. A variety of tests may used including nonstress test (NST), biophysical profile, and contraction stress test (CST). | Antepartum Testing (NST) Room (13-51 34 17) |  | Heating Boilers | 22-23 52 00 | Heating Boilers (22-23 52 00)
| Anteroom | 13-25 13 25 | A room before, or forming an entrance to, another | Anteroom (13-25 13 25) |  | High-Voltage Switchgear and Protection Devices | 22-33 75 00 | High-Voltage Switchgear and Protection Devices (22-33 75 00)
| Anteroom, Inpatient Airborne Infection Isolation | 13-51 14 11 | Space used for protective segregation of patients who have or are suspected of having contagious diseases to provide access control and environmental separation. | Anteroom, Inpatient Airborne Infection Isolation (13-51 14 11) |  | HVAC Fans | 22-23 34 00 | HVAC Fans (22-23 34 00)
| Anteroom, Inpatient Isolation/Seclusion | 13-51 14 17 | Space used in mental health units to provide controlled access to a seclusion room. | Anteroom, Inpatient Isolation/Seclusion (13-51 14 17) |  | Indoor Central-Station Air-Handling Units | 22-23 73 00 | Indoor Central-Station Air-Handling Units (22-23 73 00)
| Anteroom, Inpatient Protective Environment Isolation | 13-51 14 13 | Space used for protective segregation of patients whose immune system is compromised to provide access control and environmental separation. | Anteroom, Inpatient Protective Environment Isolation (13-51 14 13) |  | Irrigation Pumps | 22-32 82 00 | Irrigation Pumps (22-32 82 00)
| Aquarium | 13-61 11 17 | An tank, containing or filled with water, generally used to detain a fish or marine animal. | Aquarium (13-61 11 17) |  | Low-Voltage Controllers | 22-26 29 00 | Low-Voltage Controllers (22-26 29 00)
| Areaway | 13-23 23 19 | A subsurface space adjacent to a building open at the top or protected at the top by a grating or guard | Areaway (13-23 23 19) |  | Low-Voltage Switchgear | 22-26 23 00 | Low-Voltage Switchgear (22-26 23 00)
| Ark | 13-47 11 29 | A cabinet used to store a synagogue's Torah scroll. | Ark (13-47 11 29) |  | Low-Voltage Transformers | 22-26 22 00 | Low-Voltage Transformers (22-26 22 00)
| Armory | 13-35 15 11 | A room or area used by Reserve Officer Training Corps (ROTC) and ancillary units for military training and/or instructional activities. | Armory (13-35 15 11) |  | Medium-Voltage Metering | 22-26 16 00 | Medium-Voltage Metering (22-26 16 00)
| Armory Service Space | 13-35 15 13 | A space that directly serves an armory facility as an extension of the activities in that facility. | Armory Service Space (13-35 15 13) |  | Medium-Voltage Switchgear | 22-26 13 00 | Medium-Voltage Switchgear (22-26 13 00)
| Art Gallery | 13-37 13 11 | A room, group of rooms, or other space where works of art are placed on display, possibly for sale. | Art Gallery (13-37 13 11) |  | Medium-Voltage Transformers | 22-26 12 00 | Medium-Voltage Transformers (22-26 12 00)
| Artist’s Studio | 13-37 15 13 | Space fit-up to facilitate the development of works of art | Artist’s Studio (13-37 15 13) |  | Medium-Voltage Utility Switchgear and Protection Devices | 22-33 77 00 | Medium-Voltage Utility Switchgear and Protection Devices (22-33 77 00)
| Artistic Spaces | 13-37 00 00 |  | Artistic Spaces (13-37 00 00) |  | Packaged Outdoor HVAC Equipment | 22-23 74 00 | Packaged Outdoor HVAC Equipment (22-23 74 00)
| Assembly Hall | 13-31 13 19 | A hall where many students and teachers can congregate. | Assembly Hall (13-31 13 19) |  | Packaged Utility Lift Stations | 22-33 32 13 | Packaged Utility Lift Stations (22-33 32 13)
| Astronomy Laboratories | 13-53 17 00 |  | Astronomy Laboratories (13-53 17 00) |  | Packaged Utility Wastewater Pumping Stations | 22-33 32 16 | Packaged Utility Wastewater Pumping Stations (22-33 32 16)
| Astronomy Research Laboratory | 13-53 17 11 | Field based observation facilities and office based computational facilities | Astronomy Research Laboratory (13-53 17 11) |  | Packaged Water Chillers | 22-23 64 00 | Packaged Water Chillers (22-23 64 00)
| Astronomy Teaching Laboratory | 13-31 15 11 13 | An educational laboratory space for teaching astronomy through hands on experimentation and demonstration. May require a planetarium and rooftop observation platforms. | Astronomy Teaching Laboratory (13-31 15 11 13) |  | Radiant Heating Units | 22-23 83 00 | Radiant Heating Units (22-23 83 00)
| Athletic Spectator Seating | 13-33 11 11 | The covered seating area used by students, staff, or the public to watch athletic events. | Athletic Spectator Seating (13-33 11 11) |  | Refrigerant Compressors | 22-23 61 00 | Refrigerant Compressors (22-23 61 00)
| Athletic Recreation Spaces | 13-33 11 00 | Spaces for participating in sports and athletic activities. | Athletic Recreation Spaces (13-33 11 00) |  | Refrigerant Condensers | 22-23 63 00 | Refrigerant Condensers (22-23 63 00)
| Attic Space | 13-23 23 27 | The space between the ceiling beams of the top story and the roof rafters. | Attic Space (13-23 23 27) |  | Sanitary Sewerage Pumps | 22-22 13 29 | Sanitary Sewerage Pumps (22-22 13 29)
| Auction Room | 13-55 19 19 | A space to accommodate a regularly occurring auction process, such as those for automobiles or livestock. This space will often contain special furnishing for displaying the items being bid on, as well as a raised platform for the auctioneer and assistants, and audio visual and lighting enhancements needed to support the auction.. | Auction Room (13-55 19 19) |  | Smoke-Control Dampers | 22-23 33 13 19 | Smoke-Control Dampers (22-23 33 13 19)
| Audience Seating Space | 13-37 11 15 13 | A space where audience members can sit during a performance. | Audience Seating Space (13-37 11 15 13) |  | Static Uninterruptible Power Supply | 22-26 33 53 | Static Uninterruptible Power Supply (22-26 33 53)
| Audience Spaces | 13-37 11 15 | Spaces for a group of people who observe a performing art. | Audience Spaces (13-37 11 15) |  | Storm Utility Drainage Pumps | 22-33 45 00 | Storm Utility Drainage Pumps (22-33 45 00)
| Audiology Electrophysiology Exam Room | 13-51 37 19 | Space used in audiology for the study of the electrical properties of biological cells and tissues. | Audiology Electrophysiology Exam Room (13-51 37 19) |  | Sump Pumps | 22-22 14 29 | Sump Pumps (22-22 14 29)
| Audiology Immittance Room | 13-51 37 11 | Space used for tests with certain types of measuring instruments to determine electrical characteristics of the auditory system. | Audiology Immittance Room (13-51 37 11) |  | Switchboards and Panelboards | 22-26 24 00 | Switchboards and Panelboards (22-26 24 00)
| Audiometric Exam Booth | 13-51 37 13 | Space used for audiometric tests in a “soundproof” booth. | Audiometric Exam Booth (13-51 37 13) |  | Utility Transformers | 22-33 73 00 | Utility Transformers (22-33 73 00)
| Audiometric Exam Suite | 13-51 37 15 | Space used for tests to determine the health status of auditory systems including hearing loss, sensitivity threshold, understanding, and other conditions in a pre-fabricated, "soundproof" testing room with attached control room. | Audiometric Exam Suite (13-51 37 15) |  | Variable Frequency Drives | 22-40 92 49 | Variable Frequency Drives (22-40 92 49)
| Audiometric Multi-Exam Suite | 13-51 37 17 | Space used for an audiometric suite with two booths and a common workroom. | Audiometric Multi-Exam Suite (13-51 37 17) |  | Variable-Air-Volume Units | 22-23 36 16 | Variable-Air-Volume Units (22-23 36 16)
| Automated Clinical Laboratory | 13-51 47 11 | Space used to house a central area in the clinical laboratory that performs the high-volume, automated testing of hematology, coagulation, chemistry, and urinalysis specimens. | Automated Clinical Laboratory (13-51 47 11) |  | Ventilation Hoods | 22-23 38 00 | Ventilation Hoods (22-23 38 00)
| Automatic Cart Wash Area, Healthcare | 13-51 57 11 | Space used for mechanical system which washes various types of carts Space used for surgical cases, supply delivery, and/or linen handling. | Automatic Cart Wash Area, Healthcare (13-51 57 11) |  | Water Supply Wells | 22-33 21 00 | Water Supply Wells (22-33 21 00)
| Automatic Teller Machine Space | 13-55 13 13 | Area associated with a wall mounted banking machine and space for the user to access the machine | Automatic Teller Machine Space (13-55 13 13) |  | Water Utility Pumping Stations | 22-33 12 23 | Water Utility Pumping Stations (22-33 12 23)
| Baggage Claim | 13-63 19 23 | A space in an airport terminal or other transportation hub where one claims checked-in baggage after disembarking. | Baggage Claim (13-63 19 23)
| Balcony | 13-69 21 00 | A horizontal extension of an adjacent floor outside the exterior enclosure of a building that is not a roof. | Balcony (13-69 21 00)
| Band Training Space | 13-37 11 13 21 | Space for marching band rehearsal. | Band Training Space (13-37 11 13 21)
| Bank Teller Space | 13-55 13 11 | Area fit-up for face to face customer service usually over a counter | Bank Teller Space (13-55 13 11)
| Banking Spaces | 13-55 13 00 | Space specific to banking such as teller spaces, vaults, safety deposit space and automated teller machines. | Banking Spaces (13-55 13 00)
| Banquet Hall | 13-57 13 15 13 | A space that can accommodate large groups for dining and where celebratory meals may be eaten. | Banquet Hall (13-57 13 15 13)
| Baptistery | 13-47 13 13 | The area in a church surrounding the baptismal font. | Baptistery (13-47 13 13)
| Barrier Suite, Procedure Laboratory | 13-51 67 13 | Space used for the control of microbial agents Space used in animal research to keep to keep harmful agents away from the area. | Barrier Suite, Procedure Laboratory (13-51 67 13)
| Baseball Field | 13-33 11 13 11 | A playing field on which the game of baseball is played. | Baseball Field (13-33 11 13 11)
| Basketball Courts | 13-33 11 13 25 | A concreted outside area or tiled or wooden inside area on which the game of basketball is played. | Basketball Courts (13-33 11 13 25)
| Batching Space | 13-59 13 00 | Space for the preparation of mixtures in manufacturing and process plants | Batching Space (13-59 13 00)
| Bathroom | 13-65 13 00 | Either a "full bathroom," containing a bathtub or shower, toilet, and sink or a "half (1/2) bath" (or "powder room") containing just a toilet and sink. | Bathroom (13-65 13 00)
| Bedroom | 13-65 19 00 | A private room where people sleep for the night. | Bedroom (13-65 19 00)
| Bench Laboratories | 13-53 25 00 | Space specifically used in development and testing of equipment and circuitry. | Bench Laboratories (13-53 25 00)
| Beverage Station | 13-57 13 15 23 | A space, often self-serve, for preparing consumable liquids, including tea, coffee, liquor, beer, milk, or soft drinks. | Beverage Station (13-57 13 15 23)
| Bimah | 13-47 11 31 | The elevated area or platform in a Jewish synagogue where the person reading aloud from the Torah stands. | Bimah (13-47 11 31)
| Bioassay (Radioimmunoassay) Room | 13-51 47 13 | Space used for a technique which employs a radiolabeled antigen and other substances to measure the level of a specific antigen in the serum of a patient. The test is employed to study conditions of the immune system. The test procedure is extremely sensitive, but it requires special equipment and hazardous substances. | Bioassay (Radioimmunoassay) Room (13-51 47 13)
| Biofeedback Treatment Control/Office | 13-51 34 19 | Space used for technician control of biofeedback treatment and for related administrative work. | Biofeedback Treatment Control/Office (13-51 34 19)
| Biofeedback Treatment Room | 13-51 34 21 | Space used for development of patient self-awareness through the use of a variety of physiological and vital signs monitors which help the patient apply control to otherwise autonomous functions. The monitoring systems may include electromyography systems, automated sphygmomanometers, neuro-processors and polygraphs. | Biofeedback Treatment Room (13-51 34 21)
| Biomedical Electronic Repair | 13-51 57 43 | Space used for repair of electrical and electronic components of medical instruments and equipment. | Biomedical Electronic Repair (13-51 57 43)
| Biomedical Research BSL3 Suite Tissue Culture Room | 13-51 67 15 | Space used for preparation, culturing, and examination of tissue research specimens in a clean room environment. | Biomedical Research BSL3 Suite Tissue Culture Room (13-51 67 15)
| Biomedical Research Tissue Culture Room | 13-51 67 17 | Space used for preparation, culturing, and examination of research specimens. | Biomedical Research Tissue Culture Room (13-51 67 17)
| Biosafety Level 3 Laboratory | 13-51 67 19 | A group of spaces which are Space used for procedures which are part of animal research and which require a high level of environmental containment. | Biosafety Level 3 Laboratory (13-51 67 19)
| Biosciences Laboratories | 13-53 13 00 | Spaces with shared equipment or housing specialized functions including fume hoods and biosafety equipment. | Biosciences Laboratories (13-53 13 00)
| Bleacher | 13-33 11 11 11 | A seating section commonly found in athletic spaces but occasionally found in performance spaces, containing bench seating instead of separate seats. | Bleacher (13-33 11 11 11)
| Blessing Space | 13-47 11 17 | A space for infusion of something with holiness or divine will. | Blessing Space (13-47 11 17)
| Blood Bank Blood Product Storage Space | 13-51 51 15 | Space used to store, type, and cross match blood. | Blood Bank Blood Product Storage Space (13-51 51 15)
| Blood Bank Donor Station | 13-51 51 11 | Space used for donating blood in an organized blood banking program. | Blood Bank Donor Station (13-51 51 11)
| Blood Bank Preparation Rom | 13-51 51 13 | Space used for red cell packing, red cell washing, freezing/ rejuvenating, thawing and deglycerolizing, freezing of frozen plasma, preparation of cryoprecipitate, thawing of cryoprecipitate, pooling of cryoprecipitate, platelet and granulocyte concentrates from single units, and pooling platelets. | Blood Bank Preparation Rom (13-51 51 13)
| Blood Bank Storage and Transfusion Room | 13-51 51 17 | Space used to store, type, cross match, and transfuse blood. | Blood Bank Storage and Transfusion Room (13-51 51 17)
| Blood Gas Laboratory | 13-51 47 15 | Space used for testing equipment which determines the concentrations of certain gases in the bloodstream. Function is associated with intensive inpatient care, cardiovascular care, and pulmonary medicine. | Blood Gas Laboratory (13-51 47 15)
| Blood Hemotherapeutics Room | 13-51 47 17 | Space used for the collection of special blood components (white blood cells, platelets, etc.) from patients; and the therapeutic removal of plasma (plasmapheresis) or blood cells (cytopheresis). | Blood Hemotherapeutics Room (13-51 47 17)
| Blood Specimen Collection Room | 13-51 51 19 | Space used for phlebotomy, drawing of blood specimens from patients. | Blood Specimen Collection Room (13-51 51 19)
| Bomb Shelter | 13-61 17 15 | A space for the protection of the civil population as well as military personnel against bombing from the air. | Bomb Shelter (13-61 17 15)
| Bone Densitometry Room | 13-51 21 13 | Space used for a radiographic technology which measures bone loss, most frequently to diagnose osteoporosis. | Bone Densitometry Room (13-51 21 13)
| Bone Dissection Laboratory | 13-51 47 19 | Space used for dissection and analysis of bones and bone specimens in a clinical pathology or autopsy service setting. | Bone Dissection Laboratory (13-51 47 19)
| Book Stacks | 13-63 19 21 | Space for the storage of printed material, with specialized shelving and environmental controls suitable to that task. | Book Stacks (13-63 19 21)
| Bowling Lane | 13-33 11 15 31 | A space in which players attempt to score points by rolling a bowling ball along a flat surface into objects called pins. | Bowling Lane (13-33 11 15 31)
| Box Lobby | 13-25 13 15 | Entranceway or foyer within the building line. | Box Lobby (13-25 13 15)
| Box Lobby | 13-55 29 19 | Lobby with post office-type boxes. Usually assigned to U.S. Postal Service. | Box Lobby (13-55 29 19)
| Boxing Ring | 13-33 11 15 25 | A space, usually square, with elastic ropes around the edge, in which a boxing match is competed. | Boxing Ring (13-33 11 15 25)
| Brace Shop , Adjustment/Modification Area | 13-51 61 15 | Space used for adjustments and changes which must be made to prosthetics during the process of fitting to a patient. | Brace Shop , Adjustment/Modification Area (13-51 61 15)
| Brace Shop Fitting Shop | 13-51 61 13 | Space used to apply casts, fit, construct, and adjust artificial facial or body appliances that need color coordination with adjacent body tones. | Brace Shop Fitting Shop (13-51 61 13)
| Brace Shop Welding Area | 13-51 61 17 | Space used for fabrication of prosthetic braces where welding is required. | Brace Shop Welding Area (13-51 61 17)
| Brachytherapy Room | 13-51 31 11 | Space used for treatment of in-stent restenosis by radiating the site of the restenosis, or blocking of an artery at a stent. The procedure starts with an angioplasty in which radioactive isotopes are placed at the site of the blockage. After a few minutes the isotopes are removed. | Brachytherapy Room (13-51 31 11)
| Break Room | 13-57 17 13 | A room at a business which is set aside for coffee breaks, snacks, lunches, etc. Synonym: Lunchroom | Break Room (13-57 17 13)
| Breakout Space | 13-31 11 00 | A space associated with a classroom or training room that is designated for discussions, side meetings, and breaks. | Breakout Space (13-31 11 00)
| Breezeway | 13-25 11 19 | A structure with a roof and open sides that connects two buildings. | Breezeway (13-25 11 19)
| Bronchoscopy Equipment Preparation Room | 13-51 41 11 | Space used for decontamination, cleaning, packaging, and storing equipment Space used to perform bronchoscopies. | Bronchoscopy Equipment Preparation Room (13-51 41 11)
| Bronchoscopy Procedure Room | 13-51 41 13 | Space used for examination of patient’s lungs, airways, voice box, vocal cord, and trachea by placement of a flexible fiberoptic bronchoscope into the windpipe which displays the images on a monitor or at the end of the instrument. The procedure often involves “conscious sedation.” | Bronchoscopy Procedure Room (13-51 41 13)
| BSL3 Infectious Disease Suite, Autoclave Room | 13-51 57 13 | Space used for sterilizing equipment and supplies within a biosafety level 3 infectious disease suite . | BSL3 Infectious Disease Suite, Autoclave Room (13-51 57 13)
| BSL3 Infectious Disease Suite, Procedure Laboratory | 13-51 67 21 | Space used for the preparation and administration of infectious diseases to animal subjects in a research setting where a high degree of risk is present. The purpose is to keep agents in the suite from being transmitted outside the suite, i.e. containment. | BSL3 Infectious Disease Suite, Procedure Laboratory (13-51 67 21)
| BSL3 Procedure Room | 13-51 67 23 | Space used for procedures which are part of animal research and which require a high level of environmental containment. The Department of Homeland Security defines the BSL-3 level of containment as follows: “BSL-3: Microorganisms present in the United States, and foreign and emerging agents that may cause serious consequences in livestock but are not harmful to human beings because of available protective measures.” | BSL3 Procedure Room (13-51 67 23)
| BSL3 Suite, Autoclave Room | 13-51 57 15 | Space used for sterilizing equipment and supplies within a biosafety level 3 suite. | BSL3 Suite, Autoclave Room (13-51 57 15)
| Building Associated Spaces | 13-69 00 00 |  | Building Associated Spaces (13-69 00 00)
| Building Manager Office | 13-23 23 11 | Space for the property manager | Building Manager Office (13-23 23 11)
| Building Service Support Spaces | 13-23 23 00 | Other building service space, such as space used for the building operator and custodian office, workshop and supplies. | Building Service Support Spaces (13-23 23 00)
| Bunker | 13-61 17 13 | A hardened shelter, often buried partly or fully underground, designed to protect the inhabitants from falling bombs or other attacks. | Bunker (13-61 17 13)
| Business Support Space | 13-55 29 25 | Any other business service space that is not readily categorized into one of the other classes. | Business Support Space (13-55 29 25)
| Cafeteria Vending Space | 13-57 13 15 31 | Space in a cafeteria or dining hall in which customers select their food at a counter. | Cafeteria Vending Space (13-57 13 15 31)
| Cage | 13-61 11 11 | A typically small, freestanding, wire enclosed space for detaining an animal or bird | Cage (13-61 11 11)
| Cage Wash Area | 13-51 91 41 | Space used for manual or automatic animal cage washing. | Cage Wash Area (13-51 91 41)
| Canopy | 13-61 15 17 | An overhead roof or structure that is able to provide shade or shelter. | Canopy (13-61 15 17)
| Cardiac Catheter Instrument Room | 13-51 31 13 | Space used for preparation, cleaning and storage of certain catheterization equipment. | Cardiac Catheter Instrument Room (13-51 31 13)
| Cardiac Catheter System Component Room | 13-51 31 15 | Space used for electronic and mechanical equipment which supports a cardiac catheterization imaging system. | Cardiac Catheter System Component Room (13-51 31 15)
| Cardiac Catheterization Control Room | 13-51 31 17 | Space used for operator control of a catheterization imaging system. | Cardiac Catheterization Control Room (13-51 31 17)
| Cardiac Catheterization Laboratory | 13-51 31 19 | Space used for a diagnostic and interventional form of fluoroscopy (cardiac angiogram) in which a catheter is inserted through the arm or groin into the heart. | Cardiac Catheterization Laboratory (13-51 31 19)
| Cardiac Electrophysiology Room | 13-51 31 21 | Space used to record the electrical activity and pathways to the heart in order to diagnose and treat irregular rhythms of the heart. The procedure is similar to that employed for cardiac catheterization. | Cardiac Electrophysiology Room (13-51 31 21)
| Cardiac Operating Room | 13-51 44 13 | Space used for cardiac and cardiovascular surgical procedures, in particular those in which a heart/lung machine is utilized. | Cardiac Operating Room (13-51 44 13)
| Cardiac Pump Room | 13-51 44 15 | Space used for equipment associated with heart/lung machines utilized in open heart surgery. | Cardiac Pump Room (13-51 44 15)
| Cardiac Testing Room | 13-51 31 23 | Space used to conduct a test in which a patient is given an electrocardiogram before and after induction of physical stress. The variation in heart activity between resting and stressed states is evaluated to determine heart condition. This test is closely associated with “thallium stress test” or “cardiolite stress test” in which an “image” of the patient’s heart activity resting and under stress is taken using a nuclear medicine “camera.” | Cardiac Testing Room (13-51 31 23)
| Cart Assembly/Queue Area, Healthcare | 13-51 57 17 | Space used in a surgical clean core concept for “stacking” of surgical case carts in the clean core or designated area of central sterile supply. | Cart Assembly/Queue Area, Healthcare (13-51 57 17)
| Cast and Splint Room | 13-51 34 23 | Space used for the placement of casts and splints on patients with orthopedic injury. | Cast and Splint Room (13-51 34 23)
| Cathedra | 13-47 13 17 | The space surrounding the chair or throne of a bishop. | Cathedra (13-47 13 17)
| Catwalk | 13-37 11 17 13 | An elevated walkway in a theater or soundstage used to access rigging for lights, curtains, sets, and other items. | Catwalk (13-37 11 17 13)
| Cell Bank Freezer, Ultra Low | 13-51 51 21 | Space used for the storage of cell stocks Space used in research to inhibit deterioration of the functional and biological characteristics of the cells. | Cell Bank Freezer, Ultra Low (13-51 51 21)
| Central Sterile, Receiving and Decontamination | 13-51 57 32 | Space used for reception and gross decontamination of supplies and equipment used in various surgical and other invasive procedures. | Central Sterile, Receiving and Decontamination (13-51 57 32)
| Ceremonial Spaces | 13-47 13 00 | A space for performing a ceremony to change the religious nature or status of a person. | Ceremonial Spaces (13-47 13 00)
| Cesarean Birth Room | 13-51 44 17 | Space used for the surgical procedure of delivery of infants via Cesarean Section. | Cesarean Birth Room (13-51 44 17)
| Chapel | 13-47 11 19 | A space used as a place for fellowship and worship for Christians. | Chapel (13-47 11 19)
| Checkout Space | 13-55 19 11 | Space with counters and product sales/returns equipment | Checkout Space (13-55 19 11)
| Chemistry Laboratories | 13-53 11 00 | A laboratory for research in chemistry. Includes Organic Chemistry Laboratories, Inorganic Chemistry Laboratories, Analytical Chemistry Laboratories, and Biochemistry Laboratories. | Chemistry Laboratories (13-53 11 00)
| Chemotherapy Agent Medication Preparation Room | 13-51 54 11 | Space used for preparation of compounds and IV admixtures to be administered to patients with cancer. | Chemotherapy Agent Medication Preparation Room (13-51 54 11)
| Chemotherapy Treatment Room | 13-51 34 25 | Space used for infusion of chemotherapy drugs to one or more patients. | Chemotherapy Treatment Room (13-51 34 25)
| Child Care Spaces | 13-57 15 00 | Spaces designed for the care of a young child or children | Child Care Spaces (13-57 15 00)
| Child Day Care Space | 13-57 15 13 | A space for the daytime supervision of children. | Child Day Care Space (13-57 15 13)
| Chimney | 13-23 11 19 | a primarily vertical enclosure containing one or more passageways for conveying flue gasses to the outside atmosphere. | Chimney (13-23 11 19)
| Choir Loft | 13-47 11 37 | A narrow recessed balcony area along an upper floor on the interior of a church, usually marked by a colonnade. | Choir Loft (13-47 11 37)
| Chute | 13-23 11 21 | (postal, refuse, laundry) which end at a "termination room" - a shaft enclosure that does not extend to the underside of the roof sheathing, deck, or slab of the building. | Chute (13-23 11 21)
| Circuit Training Course Area | 13-33 11 15 35 | A space for interval training in which strength exercises are combined with endurance/aerobic exercises. | Circuit Training Course Area (13-33 11 15 35)
| Circulation Spaces | 13-25 00 00 | Spaces for circulation that provide or control access to and between other spaces within the facility, entry, and egress. | Circulation Spaces (13-25 00 00)
| Circumcision Space | 13-47 13 15 | A space in a religious structure for performing circumcisions. | Circumcision Space (13-47 13 15)
| Class Laboratories | 13-31 15 00 | A space used primarily for formally or regularly scheduled instruction that require special purpose equipment or a specific space configuration for student participation, experimentation, observation, or practice in an academic discipline. | Class Laboratories (13-31 15 00)
| Classrooms (age 9 plus) | 13-31 13 13 | A room in which teaching or learning activities can take place for older children, ages 9 and over. | Classrooms (age 9 plus) (13-31 13 13)
| Classrooms (ages 5–8) | 13-31 13 15 | A room in which teaching or learning activities can take place for younger children, ages 8 and younger. | Classrooms (ages 5–8) (13-31 13 15)
| CLD–Child Care | 13-57 15 17 | Space specifically built for child care use with features such as above-standard flooring, indoor play area, and laundry facilities. | CLD–Child Care (13-57 15 17)
| Clean Cart Holding Area, Healthcare | 13-51 57 19 | Use for clean carts containing supplies or linens. | Clean Cart Holding Area, Healthcare (13-51 57 19)
| Clean Linen Preparation and Storage Area, Healthcare | 13-51 57 21 | Space used for preparation and stocking of linens for distribution to patient service units. | Clean Linen Preparation and Storage Area, Healthcare (13-51 57 21)
| Clean Linen Storage Room, Healthcare | 13-51 17 11 | Space used for storage of clean linen. | Clean Linen Storage Room, Healthcare (13-51 17 11)
| Clean Room | 13-49 15 00 | Space in which the air quality, temperature and humidity are highly regulated in order to protect sensitive equipment and materials from contamination. | Clean Room (13-49 15 00)
| Clean Room Class 1 | 13-49 15 11 | The ISO 14644-1 classification describes Clean rooms rated as "Class 1," where there exists no more than 10 particles larger than 0.1 micrometer in any given cubic meter of air; | Clean Room Class 1 (13-49 15 11)
| Clean Room Class 2 | 13-49 15 13 | The ISO 14644-1 classification describes Clean rooms rated as "Class 2," where there exists no more than 100 particles larger than 0.1 micrometer in any given cubic meter of air; | Clean Room Class 2 (13-49 15 13)
| Clean Room Class 3 | 13-49 15 15 | The ISO 14644-1 classification describes Clean rooms rated as "Class 3," where there exists no more than 1,000 particles larger than 0.1 micrometer in any given cubic meter of air; | Clean Room Class 3 (13-49 15 15)
| Clean Room Class 4 | 13-49 15 17 | The ISO 14644-1 classification describes Clean rooms rated as "Class 4," where there exists no more than 10,000 particles larger than 0.1 micrometer in any given cubic meter of air; | Clean Room Class 4 (13-49 15 17)
| Clean Room Class 5 | 13-49 15 19 | The ISO 14644-1 classification describes Clean rooms rated as "Class 5," where there exists no more than 100,000 particles larger than 0.1 micrometer in any given cubic meter of air; | Clean Room Class 5 (13-49 15 19)
| Clean Room Class 6 | 13-49 15 21 | The ISO 14644-1 classification describes Clean rooms rated as "Class 6," where there exists no more than 1,000,000 particles larger than 0.1 micrometer in any given cubic meter of air; | Clean Room Class 6 (13-49 15 21)
| Clean Room Class 7 | 13-49 15 23 | The ISO 14644-1 classification describes Clean rooms rated as "Class 7," where there exists no more than 10,000,000 particles larger than 0.1 micrometer in any given cubic meter of air; | Clean Room Class 7 (13-49 15 23)
| Clean Room Class 8 | 13-49 15 25 | The ISO 14644-1 classification describes Clean rooms rated as "Class 8," where there exists no more than 100,000,000 particles larger than 0.1 micrometer in any given cubic meter of air; | Clean Room Class 8 (13-49 15 25)
| Clean Room Class 9 | 13-49 15 27 | The ISO 14644-1 classification describes Clean rooms rated as "Class 8," where there exists no more than 1,000,000,000 particles larger than 0.1 micrometer in any given cubic meter of air; | Clean Room Class 9 (13-49 15 27)
| Clean Room Support Space | 13-49 15 29 | Support space for a classified room but not enclosed within a classified room. | Clean Room Support Space (13-49 15 29)
| Clean Supply Preparation and Assembly Area, Healthcare | 13-51 57 23 | Space used for preparation and assembly of supplies for distribution to patient service units. | Clean Supply Preparation and Assembly Area, Healthcare (13-51 57 23)
| Clean Supply Preparation Area, Healthcare | 13-51 57 25 | Space used for equipment and supply packaging and preparation for future use where storage is provided elsewhere. | Clean Supply Preparation Area, Healthcare (13-51 57 25)
| Clean Supply Room, Healthcare | 13-51 17 13 | Space used for storage of clean supplies on carts or shelves. | Clean Supply Room, Healthcare (13-51 17 13)
| Clean Utility Room, Healthcare | 13-51 17 15 | Space used for the storage of clean supplies and clean linens and their preparation for patient use and for patient care support equipment such as icemakers and refrigerators. | Clean Utility Room, Healthcare (13-51 17 15)
| Climbing Wall | 13-33 11 15 47 | An artificial wall used for the sport of climbing. | Climbing Wall (13-33 11 15 47)
| Clinical Chemistry Laboratory | 13-51 47 21 | Space used for chemistry, hematology, and urinalysis functions in a hospital, ambulatory care, or outpatient facility. | Clinical Chemistry Laboratory (13-51 47 21)
| Clinical Laboratory Spaces | 13-51 47 00 | Spaces used for testing of human biological specimens to determine health status, to diagnose disease, and to prepare blood and serum for patient use. | Clinical Laboratory Spaces (13-51 47 00)
| Clinical Laboratory Support Spaces | 13-51 51 00 | Spaces used exclusively in support of clinical laboratory operations. | Clinical Laboratory Support Spaces (13-51 51 00)
| Clinical Microbiology Laboratory | 13-51 47 23 | Space used for manual and automated microbiology tests and systems. | Clinical Microbiology Laboratory (13-51 47 23)
| Closet | 13-63 13 13 | Small room used for containment of work-related items. | Closet (13-63 13 13)
| Coat Check | 13-63 13 15 | Space for the temporary storage of outerwear and other personal items during events or at entertainment facilities | Coat Check (13-63 13 15)
| Coffee stations | 13-57 13 17 | Room or area used by employees during break times. This may include a service unit and can BREAK also contain miscellaneous storage, localized mail stop facilities, and other miscellaneous office amenities. | Coffee stations (13-57 13 17)
| Combination Toilet and Bathing Space | 13-65 13 17 | Space used for both toilet and bathing functions and related personal grooming | Combination Toilet and Bathing Space (13-65 13 17)
| Commerce Activity Spaces | 13-55 00 00 | Spaces where customers or clients view, sample, purchase and return product or where business, clerical or professional activities are conducted | Commerce Activity Spaces (13-55 00 00)
| Commerce Activity Spaces | 13-55 00 00 | Spaces where customers or clients view, sample, purchase and return product or where business, clerical or professional activities are conducted | Commerce Activity Spaces (13-55 00 00)
| Commerce Activity Support Areas | 13-55 29 00 | Space housing functions supporting the business process or secondary business functions. | Commerce Activity Support Areas (13-55 29 00)
| Commercial Service and Repair Spaces | 13-55 21 00 | Space designed for the service or repair of product, including customer waiting and stockrooms for replacement parts as part of the customer-facing operation. | Commercial Service and Repair Spaces (13-55 21 00)
| Commercial Support Spaces | 13-55 23 00 | Space for storage room, back office and other support functions required for Commercial Space. | Commercial Support Spaces (13-55 23 00)
| Community Room | 13-55 29 21 15 | An often public space for community organizations to carry out meetings and programs | Community Room (13-55 29 21 15)
| Compound Sterile Preparation Space - High Risk | 13-51 54 13 | Space used for compounding of medications which require a sterile environment. | Compound Sterile Preparation Space - High Risk (13-51 54 13)
| Compound Sterile Preparation Space - Low Risk | 13-51 54 15 | Space used for compounding of medications which require a sterile environment. | Compound Sterile Preparation Space - Low Risk (13-51 54 15)
| Compounding Area | 13-51 54 17 | Space used for pharmacist preparation of medications. | Compounding Area (13-51 54 17)
| Computed Radiology Reader Area | 13-51 24 21 | Space used for viewing digital images. | Computed Radiology Reader Area (13-51 24 21)
| Computer Activities Room, Rehabilitation | 13-51 61 19 | Space used for rehabilitative therapy related to the use of computers. | Computer Activities Room, Rehabilitation (13-51 61 19)
| Computer Image Processing Area, Diagnostic Imaging | 13-51 24 23 | Space used for computer equipment which serves digital imaging modalities. | Computer Image Processing Area, Diagnostic Imaging (13-51 24 23)
| Computer Lab | 13-31 17 11 | Space, often found in libraries, schools, government buildings, science labs, or community centers, which contains many networked computers and may contain printers, scanners, or other peripherals for public use. | Computer Lab (13-31 17 11)
| Computer Server Room | 13-49 23 13 | Climate controlled space for servers associated with office environments | Computer Server Room (13-49 23 13)
| Computer-Aided Visual Environment | 13-33 15 31 | A space for projecting an apparent reality that is only based in the computer. | Computer-Aided Visual Environment (13-33 15 31)
| Concourse | 13-25 11 17 | A large open space in a building where people can gather. | Concourse (13-25 11 17)
| Conference Room | 13-55 29 21 11 | Any office room used primarily as a conference room by a single tenant | Conference Room (13-55 29 21 11)
| Confessional Space | 13-47 11 27 | A small, enclosed booth used for the Sacrament of Penance, often called confession, in the Catholic Church. | Confessional Space (13-47 11 27)
| Connector | 13-25 15 00 | A covered or enclosed bridge, walk-way, tunnel or other similar connecting element between two separate buildings. | Connector (13-25 15 00)
| Consolidation/Containerization Point | 13-63 13 25 | Space for outloading, stuffing, and receiving containers | Consolidation/Containerization Point (13-63 13 25)
| Consultation Room, Patient | 13-51 17 17 | Space used for meetings with patients and family members to discuss health status, learn health history, and provide information. | Consultation Room, Patient (13-51 17 17)
| Containment Room | 13-61 15 21 | Space with shielding for radiation or biological harms inside of which harmful materials can be used. | Containment Room (13-61 15 21)
| Control Room | 13-23 13 00 | Space used for the control and monitoring of life safety and communication services. | Control Room (13-23 13 00)
| Controlled Space Support | 13-49 21 00 | Support space directly involved with environmentally controlled spaces. | Controlled Space Support (13-49 21 00)
| Cooking Space | 13-57 13 13 13 | Space for cooking food. | Cooking Space (13-57 13 13 13)
| Cooking Spaces | 13-57 13 11 | Spaces used for preparation of food. | Cooking Spaces (13-57 13 11)
| Corridor | 13-25 11 11 | An enclosed exit access component that defines and provides a path of egress travel to an exit. | Corridor (13-25 11 11)
| Council Chambers | 13-35 13 11 | A specialized meeting space generally associated with local government facilities. The space is designed to allow councilors to interact face to face and includes gallery space for citizens. | Council Chambers (13-35 13 11)
| Courtroom | 13-35 11 11 | The room where a judge presides over hearings and trials, sometimes with a jury | Courtroom (13-35 11 11)
| Covered Walkway | 13-61 15 15 | A sidewalk or path with a cover to provide shelter from weather or sunlight. | Covered Walkway (13-61 15 15)
| Crawl Space | 13-23 23 25 | Unexcavated space that has restricted headroom and is not occupiable. | Crawl Space (13-23 23 25)
| Creative Spaces | 13-37 15 00 | Space fit-up with features facilitating the production of art and/or the broadcasting, recording, editing or storage of audio visual productions. | Creative Spaces (13-37 15 00)
| Crypt | 13-47 17 11 | A chambered burial vault used to store the deceased. | Crypt (13-47 17 11)
| CT Control Area | 13-51 24 25 | Space used for operator controls for a computerized tomography (CT) imaging system | CT Control Area (13-51 24 25)
| CT Power and Equipment Room | 13-51 24 27 | Space used to house the electrical power panels and electronic panels, X-ray power supply and components, computer system image processor components, and other peripheral devices for a computerized tomography (CT) imaging system. | CT Power and Equipment Room (13-51 24 27)
| CT Scanning Room | 13-51 21 15 | Space used for computerized tomography which creates radiographic images of whole slices of tissue. | CT Scanning Room (13-51 21 15)
| CT Simulator Room | 13-51 21 17 | Space used for planning patient treatment which will be preformed using a linear accelerator. | CT Simulator Room (13-51 21 17)
| Custodial Space | 13-23 23 13 | Room that contains sink(s) or mop sink(s) and is used by custodial services for CUST. their related activities. | Custodial Space (13-23 23 13)
| Customer Site | 13-67 11 00 | Specific dedicated space at a customer's site which is used by employees. | Customer Site (13-67 11 00)
| Cystoscopic Radiology Room | 13-51 21 19 | Space used for performing examination of the bladder and urethra using either a flexible or rigid cystoscope. May also involve minor surgical procedures such as removal of stones. | Cystoscopic Radiology Room (13-51 21 19)
| Cystoscopy Room | 13-51 44 19 | Space used for surgery of the excretory organs. | Cystoscopy Room (13-51 44 19)
| Cytology Laboratory | 13-51 47 25 | Space used for the examination of cells to determine the presence of disease, cancer or other conditions especially gynecological specimens. | Cytology Laboratory (13-51 47 25)
| Cytology Screening and Histology Space | 13-51 47 27 | Space used to study cells for morphologic abnormalities indicative of disease. | Cytology Screening and Histology Space (13-51 47 27)
| Dance Floors | 13-33 15 35 | A dance floor construction, which may include a sprung floor, flooring typically made of vinyl sheeting, also called a marley floor, or an illuminated dance floor, also called a disco dance floor. | Dance Floors (13-33 15 35)
| Dart Throwing Area | 13-33 11 15 33 | A space in which darts can be thrown at a circular target (dartboard) hung on a wall. | Dart Throwing Area (13-33 11 15 33)
| Data Center | 13-49 19 00 | Space designed to accommodate the needs of large quantities of co-located computer equipment. | Data Center (13-49 19 00)
| Data Center | 13-49 19 00 | Space designed to accommodate the needs of large quantities of co-located computer equipment. | Data Center (13-49 19 00)
| Data Center Support Space | 13-49 19 19 | Support space for a Data Center but not enclosed within a Data Center. | Data Center Support Space (13-49 19 19)
| Data Center Tier I | 13-49 19 11 | Basic Site Structure providing non-redundant capacity and single path distribution systems. | Data Center Tier I (13-49 19 11)
| Data Center Tier II | 13-49 19 13 | Redundant Capacity Components with single path distribution systems. | Data Center Tier II (13-49 19 13)
| Data Center Tier III | 13-49 19 15 | Concurrently Maintainable Infrastructure which provides redundant capacity and multiple distribution paths. | Data Center Tier III (13-49 19 15)
| Data Center Tier IV | 13-49 19 17 | Fault Tolerant Infrastructure providing redundant capacity and multiple distribution paths simultaneously serving dual powered equipment. | Data Center Tier IV (13-49 19 17)
| Daycare sickroom | 13-57 15 11 | A room in a day care facility to be used by a child who is ill. | Daycare sickroom (13-57 15 11)
| Dayroom | 13-61 13 17 | A room associated with enforced confinement which is used for daytime recreation, esp. a communal room in an institution. | Dayroom (13-61 13 17)
| Death Spaces | 13-47 17 00 | Spaces for religious and other proceedings surrounding death, funerals, and internment. | Death Spaces (13-47 17 00)
| Deck | 13-69 23 00 | An unenclosed surface contiguous with a Building that is suitable for use by an occupant and supported by structure above the ground. | Deck (13-69 23 00)
| Dedicated Enclosed Workstation | 13-55 11 13 | An enclosed space used as one workstation occupied by a particular person on an ongoing basis. | Dedicated Enclosed Workstation (13-55 11 13)
| Dedicated Open Workstation | 13-55 11 17 | An non-enclosed space used as one workstation occupied by a particular person on an ongoing basis. | Dedicated Open Workstation (13-55 11 17)
| Demonstration Spaces | 13-55 17 00 | Space where the product is demonstrated in an operational setting; often for large and/or complex operations and products. | Demonstration Spaces (13-55 17 00)
| Dental CS Suite | 13-51 64 11 | Spaces which constitute a specialized dental support and sterilization function. | Dental CS Suite (13-51 64 11)
| Dental Hygiene and Operatory Room | 13-51 64 13 | Space used for dental hygiene and routine treatments such as fillings, crowns, application of sealants and some cosmetic procedures. | Dental Hygiene and Operatory Room (13-51 64 13)
| Dental Hygiene Room | 13-51 64 15 | Space used for routine dental hygiene. | Dental Hygiene Room (13-51 64 15)
| Dental Porcelain Room | 13-51 64 17 | Space used for the fabrication of porcelain dental prosthetics. | Dental Porcelain Room (13-51 64 17)
| Dental Prosthetics Laboratory | 13-51 64 19 | Space used for the fabrication and adjustment of dental prosthetics. | Dental Prosthetics Laboratory (13-51 64 19)
| Dental Screening Room | 13-51 64 21 | Space used for routine screening examination (triage) to determine health of the teeth, gums and surrounding tissue. | Dental Screening Room (13-51 64 21)
| Dental Self Preparation Area | 13-51 64 23 | Space used by patients to prepare for dental services. | Dental Self Preparation Area (13-51 64 23)
| Dental Spaces | 13-51 64 00 | Spaces used for dental hygiene care, routine dentistry, and for design, fabrication, application and adjustment of dental and maxillo-facial appliances for corrective and reconstructive purposes. | Dental Spaces (13-51 64 00)
| Dental Treatment Room | 13-51 64 27 | Operatory, General Treatment or Operatory, Dental Hygiene Space used for routine cleaning and examination of teeth, gums and surrounding tissue and for treatments not requiring general anesthesia such as fillings crowns, application of sealants and some cosmetic procedures. | Dental Treatment Room (13-51 64 27)
| Dental Treatment Room, Conscious Sedation Support | 13-51 64 29 | Space used for preparation of anesthetizing and sedating agents which produce a state of relaxation and/or pain relief to be given to patients undergoing dental prosthetic/reconstructive surgery | Dental Treatment Room, Conscious Sedation Support (13-51 64 29)
| Dental Treatment Room, Endodontics | 13-51 64 31 | Space used for the diagnosis and treatment of conditions relating to the tooth pulp and the tissues surrounding the root of the tooth. | Dental Treatment Room, Endodontics (13-51 64 31)
| Dental Treatment Room, Orthodontics | 13-51 64 33 | Space used for the design, application and control of corrective appliances to move teeth or adjust underlying bone to bring teeth, lips, and jaws into proper alignment and achieve facial balance. | Dental Treatment Room, Orthodontics (13-51 64 33)
| Dental Treatment Room, Pediatrics | 13-51 64 35 | Space used for examination, diagnosis and treatment of teeth, gums, and supporting structures of pediatric patients. | Dental Treatment Room, Pediatrics (13-51 64 35)
| Dental Treatment Room, Periodontics | 13-51 64 37 | Space used for the prevention, diagnosis, and treatment of patients with diseases affecting the gums and supporting structures of the teeth. Includes placement and maintenance of dental implants. | Dental Treatment Room, Periodontics (13-51 64 37)
| Dental Treatment Room, Prosthodontics | 13-51 64 39 | Space used for the examination and treatment of patients who may require special prosthetics for missing or deficient teeth or oral and maxillo-facial tissues. | Dental Treatment Room, Prosthodontics (13-51 64 39)
| Dental Treatment t Room, Mini Laboratory | 13-51 64 25 | Space used for routine dental office procedures such as making impressions, crowns, and bridges to support general dentistry. | Dental Treatment t Room, Mini Laboratory (13-51 64 25)
| Dental X-Ray Room | 13-51 64 41 | Space used to make intra-oral (several teeth) and cephalometric (entire head) x-rays for use in diagnosis and treatment of dental and maxillo-facial conditions. | Dental X-Ray Room (13-51 64 41)
| Dental X-Ray Support Room | 13-51 64 57 | Space used for support of dental x-ray systems. | Dental X-Ray Support Room (13-51 64 57)
| Dermatology Cryotherapy Space | 13-51 34 27 | Space used for removal of a variety of benign and malignant lesions by use of a substance such as liquid nitrogen kept at an extremely low temperature. | Dermatology Cryotherapy Space (13-51 34 27)
| Dermatology Laboratory | 13-51 47 29 | Space used for analysis of specimens obtained during dermatological procedures in a clinic or outpatient setting. | Dermatology Laboratory (13-51 47 29)
| Dermatology Procedure Room | 13-51 34 29 | Space used for invasive and non-invasive procedures to ameliorate or correct conditions of the skin, hair, nails, oral cavity, and genitals. May be used for Moh’s surgery. | Dermatology Procedure Room (13-51 34 29)
| Detention Cell | 13-61 13 11 | An enclosed floor space use to confine a convicted person(s) for an extended period of time in a particular place | Detention Cell (13-61 13 11)
| Detention Spaces | 13-61 13 00 | Space associated with the holding of humans as prisons, criminals or people suspected of committing a crime. | Detention Spaces (13-61 13 00)
| Diagnostic Imaging Spaces | 13-51 21 00 | Spaces used for examination of patients by devices which produce an image of tissue, bone, or biophysical structure excluding those used in cardiac diagnostic and interventional services, nuclear medicine services, and radiation therapy services. | Diagnostic Imaging Spaces (13-51 21 00)
| Diagnostic Imaging Support Spaces | 13-51 24 00 | Spaces used in support of imaging equipment and personnel. | Diagnostic Imaging Support Spaces (13-51 24 00)
| Dialysate Preparation Room | 13-51 54 19 | Space used for the preparation of dialysate prior to dialysis patient treatment. | Dialysate Preparation Room (13-51 54 19)
| Dialysis Clean Equipment Preparation Room | 13-51 34 31 | Space used for packaging clean dialysis equipment and preparing it for subsequent uses. | Dialysis Clean Equipment Preparation Room (13-51 34 31)
| Dialysis Soiled Equipment Processing | 13-51 34 33 | Space used for decontamination and cleaning of dialysis equipment prior to its being prepared for subsequent use. | Dialysis Soiled Equipment Processing (13-51 34 33)
| Dialysis Training Room | 13-51 34 35 | Space used for training of dialysis patients and their caregivers in various dialysis techniques | Dialysis Training Room (13-51 34 35)
| Dining and Drinking Spaces | 13-57 13 15 | Spaces used for the serving and consumption of food and beverages, or providing seating for dining. | Dining and Drinking Spaces (13-57 13 15)
| Dining Room | 13-57 13 15 11 | A room in a home or hotel, or a private area in a restaurant away from the main public area, where meals are eaten. | Dining Room (13-57 13 15 11)
| Dishwashing Station | 13-57 13 13 15 | Area and equipment for the cleaning of cooking and serving utensils | Dishwashing Station (13-57 13 13 15)
| Display Space | 13-55 19 13 | Space used to display articles for sale including associated circulation area. | Display Space (13-55 19 13)
| Display Spaces | 13-37 13 00 | Areas for the display of art and other exhibit materials | Display Spaces (13-37 13 00)
| Diving Board | 13-33 11 15 29 | A springboard used for diving into water | Diving Board (13-33 11 15 29)
| Diving Tank | 13-33 13 13 11 | A water-filled structure for training related to SCUBA diving. | Diving Tank (13-33 13 13 11)
| Door Set-Back | 13-25 19 11 | A recess in a vertical wall plane that contains an access and egress to a tenant area, or amenity area, or building service area. | Door Set-Back (13-25 19 11)
| Dormitory | 13-55 27 11 | Space where two or more persons are housed in the same room or share restroom facilities. | Dormitory (13-55 27 11)
| Driving Range | 13-33 11 15 19 | A facility for practicing driving golf balls. | Driving Range (13-33 11 15 19)
| Dry Laboratories | 13-53 27 00 | Space used in the development and/or testing of hardware including semiconductors and optics. | Dry Laboratories (13-53 27 00)
| Dugouts | 13-33 11 13 15 | A sunken shelter at the side of a baseball or football (soccer) field where non-playing team members sit. | Dugouts (13-33 11 13 15)
| Dumbwaiter | 13-23 11 11 19 | A small lift / elevator used to move food etc. from one floor of a building to another. | Dumbwaiter (13-23 11 11 19)
| Dynamic Alignment Room | 13-51 61 23 | Space used for a particular system for fitting and adjustment of prostheses for lower leg amputee | Dynamic Alignment Room (13-51 61 23)
| Earth and Environmental Sciences Laboratories | 13-53 19 00 |  | Earth and Environmental Sciences Laboratories (13-53 19 00)
| Earth Sciences Research Laboratory | 13-53 19 13 | Field based sciences that require processing of field samples from a dirty sample to very clean analytical equipment with a strong overlap to chemistry and applied engineering | Earth Sciences Research Laboratory (13-53 19 13)
| Echocardiograph Room | 13-51 31 25 | Space used to perform an ultrasonic examination of the heart by creating two dimensional or three dimensional real-time images. | Echocardiograph Room (13-51 31 25)
| Education and Training Spaces | 13-31 00 00 | Space used for education. | Education and Training Spaces (13-31 00 00)
| EEG Exam Room | 13-51 34 37 | Space used for the diagnosis of epilepsy, seizures, sleep disorders, and related conditions by recording electrical signals of the brain. | EEG Exam Room (13-51 34 37)
| EEG Instrument and Work Room | 13-51 34 39 | Space used for monitoring equipment and technician workspace in a sleep study laboratory | EEG Instrument and Work Room (13-51 34 39)
| EEG/Sleep Study Monitoring Room | 13-51 34 41 | Space used for conducting sleep studies with an electroencephalograph machine. | EEG/Sleep Study Monitoring Room (13-51 34 41)
| Egress Stairway | 13-23 11 13 11 | A stair that is part of an exit or leads to an exit. | Egress Stairway (13-23 11 13 11)
| EKG Testing Room | 13-51 31 27 | Space used for a non-invasive test which measures electrical activity of the heart to diagnose underlying conditions of the heart. The electrocardiogram test strip is interpreted by looking for characteristic waveform patterns. | EKG Testing Room (13-51 31 27)
| Electrical Room | 13-23 19 27 | A designated room containing electrical equipment. | Electrical Room (13-23 19 27)
| Electromyography Room | 13-51 34 43 | Space used to conduct electromyograms (EMG) which detect electrical activity in the muscles. The test is used to diagnose the cause of unexplained muscle weakness including muscular dystrophy, inflammation, pinched nerves, amyotrophic lateral sclerosis (ALS), myasthenia gravis, disc herniation, etc. | Electromyography Room (13-51 34 43)
| Electron Microscope Automated Data Processing Room | 13-51 51 23 | Space used for data processing equipment utilized by technicians in the analysis of results obtained during examination of specimens. | Electron Microscope Automated Data Processing Room (13-51 51 23)
| Electron Microscope Cutting Room | 13-51 51 25 | Space used for sectioning prepared specimens prior to examination by an electron microscope. | Electron Microscope Cutting Room (13-51 51 25)
| Electron Microscope Dark Room | 13-51 51 27 | Space used for the processing of films made during examination of specimens using an electron microscope. | Electron Microscope Dark Room (13-51 51 27)
| Electron Microscope Developing, Printing and Enlarging Room | 13-51 51 29 | Space used to develop and process films and prints made during electron microscope examination. | Electron Microscope Developing, Printing and Enlarging Room (13-51 51 29)
| Electron Microscope Finishing Room | 13-51 51 31 | Space used for final work in preparing prints for use. | Electron Microscope Finishing Room (13-51 51 31)
| Electron Microscope Preparation Room | 13-51 51 33 | Space used for preparing specimens for examination under an electron microscope. This may involve using chemical compounds, dehydration, or cryofixation. Specimens are then embedded in a stabilizing material which allows them to be sectioned. | Electron Microscope Preparation Room (13-51 51 33)
| Electron Microscope Suite | 13-51 47 31 | A group of rooms Space used to house an electron microscope and its related components. Electron microscopes use a beam of electrons to achieve magnifications (up to 2 million times) which is much greater than that possible with a light microscope. Electron microscopes have a variety of scientific and industrial applications. In science these include: cryobiology, electron tomography, cellular tomography, toxicology, pharmaceutical quality control, and virology. | Electron Microscope Suite (13-51 47 31)
| Electron Microscope System Room | 13-51 47 33 | Space used for the principal components of an electron microscope | Electron Microscope System Room (13-51 47 33)
| Electroretinography Room | 13-51 37 21 | Space used for visual digitized equipment for conducting electro-oculographic, electroretinographic, and visual evoked cortical potential testing of retina, optic nerve, and visual pathway functioning with analysis. | Electroretinography Room (13-51 37 21)
| Elevator Cab | 13-23 11 11 15 | Platform or an enclosure raised and lowered in a vertical shaft to transport people or freight. | Elevator Cab (13-23 11 11 15)
| Elevator Lobby | 13-25 13 19 | Lobby that separates the elevator shaft enclosure doors from each floor by fire partitions. | Elevator Lobby (13-25 13 19)
| Elevator Machine Room | 13-23 11 11 17 | A room to house elevator motors, pumps, controls or lifting equipment | Elevator Machine Room (13-23 11 11 17)
| Elevator Pit | 13-23 11 11 13 |  | Elevator Pit (13-23 11 11 13)
| Elevator Shaft | 13-23 11 11 11 | An enclosed space extending through one or more stories of a building connecting vertical openings in successive floors, or floors and the roof used to enclose an elevator. | Elevator Shaft (13-23 11 11 11)
| Encroachment Spaces | 13-17 00 00 | The space associated with base building elements that prevent the use of the space for furniture, equipment, circulation, or other occupant function. | Encroachment Spaces (13-17 00 00)
| Endoscope Clean-up, Sterilization, and Storage Room | 13-51 41 15 | Space used for cleaning and sanitizing or sterilizing medical endoscopes and related or similar devices | Endoscope Clean-up, Sterilization, and Storage Room (13-51 41 15)
| Endoscopy Room | 13-51 41 17 | Space used for examination of the upper and lower gastrointestinal tract by use of a thin, flexible tube or wireless capsule (endoscope) which transmits real time images to a display monitor. The device may also allow biopsy and electrocautery. | Endoscopy Room (13-51 41 17)
| Endoscopy/Gastroenterology Spaces | 13-51 41 00 | Spaces used for examinations and treatments of the esophagus, lungs, stomach, digestive and associated anatomical structures using endoscopes and related systems. | Endoscopy/Gastroenterology Spaces (13-51 41 00)
| ENT Exam Room | 13-51 37 23 | Space used for examination of patients with suspected disorders or injuries to the ears, nose, and throat for routine, minor treatments such as cerumen management. | ENT Exam Room (13-51 37 23)
| ENT Procedure Room | 13-51 34 45 | This room accommodates equipment used for instrumental evaluation and treatment including larygoscopy, stroboscopy, fiberoptic endoscopy (FEES), surface electromyography (SEMG), cervical auscultation, respiration and swallow coordination assessment, manometry, and digital imaging equipment to view radiology images. This room is also used for tracheo-esophageal puncture voice prosthesis fitting procedures. | ENT Procedure Room (13-51 34 45)
| Entomology Laboratory | 13-51 47 35 | Space used for the examination of insects which may carry disease and/or which may be vectors that carry disease to humans. | Entomology Laboratory (13-51 47 35)
| Entry Lobby | 13-25 13 13 | A large entrance area of hall that serves as a foyer | Entry Lobby (13-25 13 13)
| Entry Porch | 13-61 15 13 | A covered entrance to a vestibule or doorway attached to a building. | Entry Porch (13-61 15 13)
| Entry Vestibule | 13-25 13 11 | A passage, hall or room between the outer door and the interior of a building | Entry Vestibule (13-25 13 11)
| Environmental Suite Infectious Disease Procedure Laboratory | 13-51 67 25 | Space used for performing diagnostic laboratory procedures such as routine bacterial cultures, serology, hematology, clinical chemistry, and parasitological examinations in a veterinary research facility. | Environmental Suite Infectious Disease Procedure Laboratory (13-51 67 25)
| Environmentally Controlled Spaces | 13-49 00 00 | Space with environments where such variables as humidity, temperature, pressure, sound, contamination are tightly controlled. These Spaces may be part of the research or production processes. | Environmentally Controlled Spaces (13-49 00 00)
| Environmentally Controlled Storage Spaces | 13-63 17 00 | A facility for cooling and storage of materials at the depot level. | Environmentally Controlled Storage Spaces (13-63 17 00)
| Equipment Calibration Space, Radiation Diagnostic and Therapy | 13-51 27 11 | Space used for equipment adjustment as part of a nuclear medicine service. | Equipment Calibration Space, Radiation Diagnostic and Therapy (13-51 27 11)
| Equipment Platform | 13-23 25 00 | An unoccupied elevated platform used exclusively for mechanical systems or industrial process equipment, including the associated elevated walkways, stairs and ladders necessary to access the platform. | Equipment Platform (13-23 25 00)
| Equipment Processing and Clean Storage Room, Healthcare | 13-51 57 27 | Space used for the processing of equipment such as cystoscopes, preparing them for future use, and clean storage | Equipment Processing and Clean Storage Room, Healthcare (13-51 57 27)
| Equipment Storage Room, Healthcare | 13-51 17 21 | Space used for storage of equipment such as surgical tables, accessories, carts, etc. | Equipment Storage Room, Healthcare (13-51 17 21)
| Equipment Storage Room, Surgical | 13-51 44 21 | Space used for storage of equipment such as OR tables, accessories, carts, etc. | Equipment Storage Room, Surgical (13-51 44 21)
| Escalator | 13-23 11 11 21 | Set of moving steps attached to a continuously circulating belt that carries people up or down between levels in a building. | Escalator (13-23 11 11 21)
| Ethylene Oxide Gas Sterilizer Room | 13-51 57 29 | Space used to house an ethylene oxide gas sterilizer Space used for terminal sterilization of certain types of medical and surgical equipment. | Ethylene Oxide Gas Sterilizer Room (13-51 57 29)
| Evidence Room | 13-35 11 11 17 | Room used to secure legal evidence, usually near a courtroom. | Evidence Room (13-35 11 11 17)
| Evidence Room | 13-63 19 25 | A secure room where vital evidence is kept until it can be used in court or in the investigation and prosecution of a crime. | Evidence Room (13-63 19 25)
| Evoked Potential Response Room | 13-51 34 47 | Space used to conduct visual evoked response (VER), visual evoked potential (VEP), auditory brain evoked response (ABER), auditory brain evoked potential (ABEP), somatosensory evoked response (SSER), or somatosensory evoked potential (SSEP) studies for multiple sclerosis, other neurological diseases, or with damaged optic nerves and eyes. | Evoked Potential Response Room (13-51 34 47)
| Exam Room | 13-51 11 11 | Space used for routine, urgent, and emergent examination (physical inspection of a patient or parts of his body) in order to verify health or diagnose disease or injury. May also be Space used for minor procedures such as injections, wound care, and suturing. | Exam Room (13-51 11 11)
| Exam Room, Airborne Infection Isolation | 13-51 11 13 | Space used for examination of patients who are suspected to have or have a condition which could pose an airborne infection threat to other patients. | Exam Room, Airborne Infection Isolation (13-51 11 13)
| Exam Room, Isolation | 13-51 11 15 | Space used for examination of patients with suspected contagious diseases. | Exam Room, Isolation (13-51 11 15)
| Exam Room, OB/Gyn | 13-51 11 17 | Space used for gynecological examination of women. | Exam Room, OB/Gyn (13-51 11 17)
| Exam Room, Pediatric | 13-51 11 19 | Space used for examination of patients who conform to institutional criteria as being children, generally 1 year old to 20 years old. | Exam Room, Pediatric (13-51 11 19)
| Exam Room, Podiatry | 13-51 11 23 | Space used for the diagnosis and treatment of disorders of the foot, ankle and leg. | Exam Room, Podiatry (13-51 11 23)
| Exam Room, Protective Environment Isolation | 13-51 11 21 | Space used for examination of patients who are suspected to have or have a condition which makes them highly susceptible to infection. | Exam Room, Protective Environment Isolation (13-51 11 21)
| Exam Room, Security | 13-51 11 25 | Space used for examination and holding of patients who are under custodial observation due to mental infirmity or judicial restraint. | Exam Room, Security (13-51 11 25)
| Exam/Training Room, Low Vision | 13-51 37 25 | Space used for examination of low vision patients, storage of low vision devices, and for minor training and education. | Exam/Training Room, Low Vision (13-51 37 25)
| Exercise Room | 13-33 17 11 11 | Space used for physical wellness but does not include weight-lifting equipment | Exercise Room (13-33 17 11 11)
| Exercise Space | 13-33 11 15 41 | A space to perform physical activity intended to improve strength and fitness. | Exercise Space (13-33 11 15 41)
| Exercise/Therapy Gymnasium | 13-51 61 25 13 | Space used for group and individual therapy including various types of exercises ranging from use of free weights to machines such as treadmills and exercise bikes. | Exercise/Therapy Gymnasium (13-51 61 25 13)
| Exhibit Gallery | 13-37 13 13 | A space for a public showing or exhibition of items of interest. | Exhibit Gallery (13-37 13 13)
| Extended Pulmonary Function Testing Laboratory | 13-51 31 29 | Space used to conduct a wide range of tests of the pulmonary system. | Extended Pulmonary Function Testing Laboratory (13-51 31 29)
| Exterior Parking Access Control Point | 13-21 11 13 | Outdoor parking access control point space such as attendant booth, gate, card reader, or self serve ticket dispenser. | Exterior Parking Access Control Point (13-21 11 13)
| Exterior Parking Circulation | 13-21 11 11 | Outdoor space used to circulate vehicles and providing access to parking stalls. | Exterior Parking Circulation (13-21 11 11)
| Exterior Parking Spaces | 13-21 11 00 | Outdoor area used for transient storage of motor vehicles, not including loading docks, sally ports and building service areas such as enclosed auxiliary lobbies used to enter a building from parking areas. | Exterior Parking Spaces (13-21 11 00)
| Exterior Parking Stall | 13-21 11 15 | Outdoor space provided for parking a vehicle (car, truck, bicycles or motorbikes). | Exterior Parking Stall (13-21 11 15)
| Exterior Wall Space | 13-15 11 00 | a structure that creates the separation necessary to enclose a building. (derived from BOMA definition) | Exterior Wall Space (13-15 11 00)
| External Circulation Spaces | 13-25 17 00 | Unenclosed corridors meeting circulation and exiting requirements of the local building code, and only when there are no fully enclosed corridors on a Floor that provide that function.. | External Circulation Spaces (13-25 17 00)
| Eye and Ear Healthcare Spaces | 13-51 37 00 | Spaces used for diagnosis and treatment of conditions relating to sight, hearing, balance and related functions. | Eye and Ear Healthcare Spaces (13-51 37 00)
| Eye Fitting Studio | 13-51 61 27 | Space used to display, fit, match and color coordinate artificial eyes. | Eye Fitting Studio (13-51 61 27)
| Eye Lane | 13-51 37 27 | Space used for routine visual acuity screening generally by using a chart placed a certain distance from the patient who is asked to read successive rows of letters and numbers. | Eye Lane (13-51 37 27)
| Eye, Contact Lens Fitting/Dispensing Space | 13-51 37 57 | Space used for fitting of prescription contact lenses and for related patient education. | Eye, Contact Lens Fitting/Dispensing Space (13-51 37 57)
| Eyeglass Fitting and Dispensing Space | 13-51 37 59 | Space used for fitting of prescription eyeglasses. | Eyeglass Fitting and Dispensing Space (13-51 37 59)
| Facial/Body Fitting Studio | 13-51 61 29 | Space used to fit custom made prosthetics and orthotics to a patient. | Facial/Body Fitting Studio (13-51 61 29)
| Facility Service Spaces | 13-23 00 00 | portion of a building that provides services that enable occupants to work in a building | Facility Service Spaces (13-23 00 00)
| Field Light Poles | 13-33 11 13 27 | Spaces for lighting equipment used to illuminate a team sport playfield. | Field Light Poles (13-33 11 13 27)
| Filing Space | 13-63 13 19 | Space for filing cabinets and storage of paper materials | Filing Space (13-63 13 19)
| Film Storage Vault | 13-49 23 11 | Space fit-up with climate controls and storage equipment to facilitate the preservation of film | Film Storage Vault (13-49 23 11)
| Fire Command Center | 13-23 13 11 | Space for fire department operations with the location, layout, content and features and approved by the fire department; includes Fire Protection System (FPS) | Fire Command Center (13-23 13 11)
| Fitness Center | 13-33 17 11 | Spaces for exercise and fitness activities. | Fitness Center (13-33 17 11)
| Fitting Room, Custom Fabrication | 13-51 61 31 | Space used for examination of patients prior to and during fabrication of prosthetic and orthotic devices. | Fitting Room, Custom Fabrication (13-51 61 31)
| Fitting Room, Soft Goods Fabrication | 13-51 61 33 | Space used for fitting of various prosthetic and orthotic devices and for follow-up examination. | Fitting Room, Soft Goods Fabrication (13-51 61 33)
| Fitting Space | 13-55 19 15 | Space supporting clothing/footwear/sports equipment sales providing customers opportunity to try on products and/or have them sized for alterations | Fitting Space (13-55 19 15)
| Flow Cytometer Space | 13-51 47 37 | Space used for a test which counts and examines microscopic particles, such as cells. It is Space used for diagnosis of certain health disorders such as blood cancers. | Flow Cytometer Space (13-51 47 37)
| Fluorescence Microscope Room | 13-51 47 39 | Space used for fluorescence microscope work. One component of the specimen is labeled with a fluorescent material and then illuminated with a light of a specific wavelength to reveal its properties. | Fluorescence Microscope Room (13-51 47 39)
| Food Court | 13-57 13 15 15 | A common area for dining, containing or surrounded by contiguous counters of multiple food vendors. | Food Court (13-57 13 15 15)
| Food Discard Station | 13-57 13 15 35 | Space set up to receive soiled service ware (dishes, cutlery etc) | Food Discard Station (13-57 13 15 35)
| Food Preparation Space | 13-57 13 13 11 | Space for the preparation of food that does not require cooking, or for preparation of food for cooking. | Food Preparation Space (13-57 13 13 11)
| Food Service | 13-57 13 00 | Space used for preparation and serving of food or providing seating for dining. | Food Service (13-57 13 00)
| Football Field | 13-33 11 13 21 | A playing field on which the game of American football is played. Also used as an informal measurement of size. | Football Field (13-33 11 13 21)
| Footpath | 13-69 25 17 | Trail, which runs through a park or rural area, or which is a path of travel for recreation and/or transportation within a park, natural environment, or designated corridor that is not classified as a highway, road, or street. | Footpath (13-69 25 17)
| Forensics Laboratories | 13-53 21 00 | Spaces with high performance standards for cleanliness, temperature, humidity, and vibration controls. | Forensics Laboratories (13-53 21 00)
| Freezing Compartment | 13-63 17 13 | Space served by equipment to lower the internal temperature below the freezing point of water, often for the purposes of storing perishables. | Freezing Compartment (13-63 17 13)
| Freight Elevator | 13-23 11 11 23 | Device for vertical transportation of freight to different floors or levels in a building | Freight Elevator (13-23 11 11 23)
| Freight Elevator Vestibule | 13-25 13 21 | A small passage, hall, or room between a door or room and a freight elevator. | Freight Elevator Vestibule (13-25 13 21)
| Frozen Section Laboratory | 13-51 44 23 | Space used for rapid preparation, sectioning and microscopic examination of specimens obtained during surgery. | Frozen Section Laboratory (13-51 44 23)
| Fuel Room | 13-23 19 17 | A separately ventilated, fully enclosed room for the storage of fuel | Fuel Room (13-23 19 17)
| Furnace Room | 13-23 19 13 | A room primarily utilized for the installation of fuel-burning, space-heating and water-heating appliances other than boilers. | Furnace Room (13-23 19 13)
| Furred Space | 13-23 23 23 | Furred-out space is created when the floor layout must accommodate irregular wall surfaces or conceal mechanical obstructions. | Furred Space (13-23 23 23)
| Gait Lane | 13-51 61 35 | Space used in physical therapy treatment of problems of ambulation and in training and exercise for patients with lower extremity prosthetic devices. The gait lane is focSpace used on persons with lower limb or trunk conditions sometime associated with neurological or orthopedic impairment. The parallel bar area is focSpace used on restoring basic ambulation skills. | Gait Lane (13-51 61 35)
| Gait Study Track | 13-51 61 37 | Space used for diagnosis and treatment of ambulation disorders where equipment is Space used in obtaining and analyzing patient movement. | Gait Study Track (13-51 61 37)
| Gambling Table | 13-33 15 25 | A table where games of chance such as poker, craps, or roulette are played and bet upon. | Gambling Table (13-33 15 25)
| Game Room | 13-33 15 23 | A room used for a variety of purposes, such as parties, games and other everyday or casual use. | Game Room (13-33 15 23)
| Gangway | 13-69 25 21 | An aisle or walkway between apartment buildings or houses, or any raised walkway or platform | Gangway (13-69 25 21)
| Gas Distribution Network | 13-23 12 15 | A horizontal space providing a route to distribute gas on a floor | Gas Distribution Network (13-23 12 15)
| Gas Distribution Riser | 13-23 11 23 15 | A vertical service pipe or duct providing a route for gas piping to service floors with gas. | Gas Distribution Riser (13-23 11 23 15)
| Gas Room | 13-23 19 19 | A separately ventilated, fully enclosed room in which only compressed gases and associated equipment and supplies are stored or used | Gas Room (13-23 19 19)
| Gastroenterology Laboratory | 13-51 41 19 | Space used for gastric analysis studies (to analyze stomach contents) and esophageal manometry (study to determine swallowing disorders). | Gastroenterology Laboratory (13-51 41 19)
| General Clinical Laboratory Area | 13-51 47 41 | Space used for testing of specimens or other substances to determine their chemical and biological properties for the purposes of research and patient care | General Clinical Laboratory Area (13-51 47 41)
| General Diagnostic Procedure and Treatment Spaces | 13-51 34 00 | Spaces used by multiple medical services for specific diagnostic and treatment functions which are typically exclusive to those services. | General Diagnostic Procedure and Treatment Spaces (13-51 34 00)
| General Examination Spaces | 13-51 11 00 | Spaces used by multiple medical services for routine patient examinations. | General Examination Spaces (13-51 11 00)
| General File and Storage | 13-55 11 23 | Space set aside for storage of material that is used by an area, group of persons or department. | General File and Storage (13-55 11 23)
| General Operating Room | 13-51 44 25 | Space used for non-specialized surgical procedures. | General Operating Room (13-51 44 25)
| General Performance Spaces | 13-37 11 13 | A space for events in which performers perform for an audience. | General Performance Spaces (13-37 11 13)
| General Purpose Dirty Treatment Room | 13-51 34 49 | Space used for minor medical or surgical treatments which result in excretions of substances which pose a risk of contamination, but which do not require a special level of sterility. | General Purpose Dirty Treatment Room (13-51 34 49)
| General Warehouse Space | 13-63 11 13 | Warehouse space with usable storage heights of less than 24 feet. | General Warehouse Space (13-63 11 13)
| Geology Laboratory | 13-53 19 11 | Often requires extensive storage of samples | Geology Laboratory (13-53 19 11)
| Glassware Washing and Decontamination Room, Clinical Laboratory | 13-51 51 35 | Space used for gross decontamination, cleaning, washing and sterilizing various types of glassware Space used in clinical and research laboratories | Glassware Washing and Decontamination Room, Clinical Laboratory (13-51 51 35)
| Glassware Washing Room, Clinical Laboratory | 13-51 51 37 | Space used for gross decontamination, cleaning, washing and sterilizing various types of glassware Space used in clinical and research laboratories | Glassware Washing Room, Clinical Laboratory (13-51 51 37)
| GNS–General Storage | 13-63 13 11 11 | Space that is used for storage and has diminished use that prohibits the space from otherwise being used as general office space. | GNS–General Storage (13-63 13 11 11)
| Golf Course | 13-33 11 15 17 | A grassy course consisting of series of holes, each with a teeing ground, fairway, rough and other hazards, and a green with a pin and cup, all designed for the game of golf. | Golf Course (13-33 11 15 17)
| Golf Course Support Space | 13-33 11 15 21 | Spaces designed to support golf courses on the installation. Space may include equipment storage and maintenance areas, locker rooms, and equipment sales area. | Golf Course Support Space (13-33 11 15 21)
| Government Spaces | 13-35 00 00 | A place provided for general public access and use. | Government Spaces (13-35 00 00)
| Grass Playing Fields | 13-33 11 13 17 | A grass field on which a game, esp. a ball game, is played. | Grass Playing Fields (13-33 11 13 17)
| Grave Space | 13-47 17 17 | A place where a dead body is buried. | Grave Space (13-47 17 17)
| Greenhouse Spaces | 13-59 29 00 | A space used for growing in a facility with glass walls and roof in which temperature and humidity can be regulated for the growing and protection of plants. | Greenhouse Spaces (13-59 29 00)
| Greenhouse Support Space | 13-59 29 11 | Space housing equipment supporting a greenhouse | Greenhouse Support Space (13-59 29 11)
| Grooming Activity Spaces | 13-57 11 00 | Spaces for cleaning, grooming, or maintaining parts of the body, including primping, hair dressing, shaving, and providing manicures and pedicures. | Grooming Activity Spaces (13-57 11 00)
| Guard Stations | 13-23 13 13 | Booth or room within building line used to house security for building or tenant. | Guard Stations (13-23 13 13)
| Haircutting Space | 13-57 11 13 | Space used by barber or hair dresser to conduct said business. | Haircutting Space (13-57 11 13)
| Hard Playing Surfaces | 13-33 11 15 11 | Hard-surfaced spaces used for individual or team recreation, such as playgrounds. | Hard Playing Surfaces (13-33 11 15 11)
| Hazard Containment | 13-49 13 00 | Specialized containment space for hazardous agents such as biological, radiological and chemical hazards. | Hazard Containment (13-49 13 00)
| Hazardous Material Storage Space | 13-63 19 19 | A facility for the storage of hazardous materials at the depot level. | Hazardous Material Storage Space (13-63 19 19)
| Hazardous Waste Storage | 13-23 21 11 | An area used for the storage of chemicals or substances that pose a physical or health hazard that are in waste condition. | Hazardous Waste Storage (13-23 21 11)
| Head Radiographic Room | 13-51 21 21 | Space used for making radiographic images of the head and neck. | Head Radiographic Room (13-51 21 21)
| Health Physics Laboratory | 13-51 27 13 | Space used to calculate safe levels of radiation in various diagnostic and therapeutic procedures. | Health Physics Laboratory (13-51 27 13)
| Healthcare Spaces | 13-51 00 00 | Space which is used for services directly related to the heath care and medical practice. Most uses are applicable to providing medical care to humans as well as veterinarian services for animals. Size of the space may vary according to the size of the patient however the functions would be consistent as in admissions, diagnostics, surgery etc. | Healthcare Spaces (13-51 00 00)
| Hearing Aid Fabrication and Modification Room | 13-51 61 39 | Space used for construction, adjustment and maintenance of hearing aids and bioelectric implants | Hearing Aid Fabrication and Modification Room (13-51 61 39)
| Hearing Aid Testing Laboratory | 13-51 37 20 | Space used for testing of hearing aids and for related minor adjustments. | Hearing Aid Testing Laboratory (13-51 37 20)
| Hearing Room | 13-35 11 19 | Room used by courts and administrative agencies as a location where evidence and testimony is submitted for findings of fact. | Hearing Room (13-35 11 19)
| Heart and Lung Diagnostic and Treatment Spaces | 13-51 31 00 | Spaces used for cardiac and pulmonary function diagnostic and interventional services. | Heart and Lung Diagnostic and Treatment Spaces (13-51 31 00)
| Height/Weight Screening Space | 13-51 11 27 | Space used for taking measurement of patient height and weight. | Height/Weight Screening Space (13-51 11 27)
| Heliport | 13-69 19 00 | Space designed to support the arrival and departure of helicopters. | Heliport (13-69 19 00)
| Hematology Laboratory, Coagulation | 13-51 47 43 | Space used to tests to study those properties of blood specimens relating to coagulation, a process through which blood loss is limited after injury to the blood carrying structure. | Hematology Laboratory, Coagulation (13-51 47 43)
| Hematology Laboratory, Routine | 13-51 47 45 | Space used for the study of blood and blood forming organs for the diagnosis of disease or chronic health problems. | Hematology Laboratory, Routine (13-51 47 45)
| High Bay Warehouse Space | 13-63 11 11 | Warehouse space with usable storage heights at 24' or higher. | High Bay Warehouse Space (13-63 11 11)
| Histology Laboratory | 13-51 47 47 | Space used for the processing of tissue specimens through automated processors, embedding the specimens in paraffin blocks, sectioning the specimens and staining them for examination by pathologists. | Histology Laboratory (13-51 47 47)
| Hobby and Craft Center | 13-33 15 33 | A facility that provide space for administration, drawing and art studio, storage, photo dark room, audio/photo sales area, separate areas for individual crafts and arts, and kiln area for ceramics. | Hobby and Craft Center (13-33 15 33)
| Holding Cell | 13-61 13 13 | An enclosed floor space use to confine a person(s) of interest for a very short period of time in a particular place | Holding Cell (13-61 13 13)
| Holding Room, Secured | 13-51 11 29 | Space used for placement of patients who need observation for a period of time under police supervision. | Holding Room, Secured (13-51 11 29)
| Home Office | 13-67 13 00 | Space used as an office within the home of an employee. | Home Office (13-67 13 00)
| Hospitalization Kennel | 13-51 91 11 | Space used for housing animals which require veterinary care. | Hospitalization Kennel (13-51 91 11)
| Hotel Residence Room | 13-55 27 13 | Private residence room in a hotel or motel for lodging on a short-term basis. | Hotel Residence Room (13-55 27 13)
| Hotel, Motel, Hostel, and Dormitory Service Spaces | 13-55 27 00 | Spaces used for lodging on a short-term basis. | Hotel, Motel, Hostel, and Dormitory Service Spaces (13-55 27 00)
| Hubbard Tank - Full Immersion | 13-51 61 41 | Space used for a specialized treatment tank in which pressurized and/or heated streams of water are circulated around the body of the patient | Hubbard Tank - Full Immersion (13-51 61 41)
| Hubbard Tank - Partial Immersion | 13-51 61 43 | Space used for a specialized treatment tank in which pressurized and/or heated streams of water are circulated around an immersed portions of the body of a patient | Hubbard Tank - Partial Immersion (13-51 61 43)
| Humidity Controlled Storage Space | 13-63 17 15 | A space for storage of materials at a controlled humidity at the depot level. | Humidity Controlled Storage Space (13-63 17 15)
| Hydrogen Cutoff Room | 13-23 19 25 | an assembly of piping, devices and apparatus designed to generate, store, contain, distribute or transport a nontoxic, gaseous hydrogen containing mixture | Hydrogen Cutoff Room (13-23 19 25)
| Hydrotherapy Area | 13-51 61 45 | Space used for treatments in which the patient or a portion of his body is immersed in a tank in which the water is heated and circulated by jets or other devices. | Hydrotherapy Area (13-51 61 45)
| Image Quality Control Room | 13-51 24 29 | Space used by technicians to check the quality of images so that retakes can be ordered if needed. | Image Quality Control Room (13-51 24 29)
| Image Reading Room | 13-51 24 31 | Space used for examination of images produced by radiography, fluoroscopy, nuclear medicine, ultrasound and related technologies. | Image Reading Room (13-51 24 31)
| Immunization Room | 13-51 34 51 | Space used for administration of vaccines and other prophylactic substances, generally by injection. | Immunization Room (13-51 34 51)
| Immunopathology Laboratory | 13-51 47 49 | Space used for the study of immune responses related to disease. | Immunopathology Laboratory (13-51 47 49)
| Impound Lot | 13-61 13 15 | An area used to secure vehicles from general access of the public | Impound Lot (13-61 13 15)
| Incinerator Room | 13-23 19 15 | A room used for reducing combustible refuse material to ashes. | Incinerator Room (13-23 19 15)
| Individual Athletic Recreation Spaces | 13-33 11 15 | Spaces for participating in individual sports and athletic activities. | Individual Athletic Recreation Spaces (13-33 11 15)
| Individual Therapeutic Exercise Area | 13-51 61 25 15 | Space used for individual physical training and exercise as a part of a physical rehabilitation program. | Individual Therapeutic Exercise Area (13-51 61 25 15)
| Indoor Firing Range | 13-33 15 15 | Indoor firing ranges provide marksmanship training space for the firing of pistols and small caliber rifles. | Indoor Firing Range (13-33 15 15)
| Indoor Swimming Pool | 13-33 13 13 | An artificially enclosed body of water intended for swimming or water-based recreation, designed for year-round use. See also: Outdoor Swimming Pool | Indoor Swimming Pool (13-33 13 13)
| Infectious Disease Animal Holding Area | 13-51 91 14 | Space used for temporary segregation of animals who have or are suspected of having a contagious disease. | Infectious Disease Animal Holding Area (13-51 91 14)
| Infectious Disease Decontamination Shower | 13-51 34 53 | Space used to shower patients and/or healthcare workers who may have come in contact with certain toxic substances or particulate radiation. | Infectious Disease Decontamination Shower (13-51 34 53)
| Infectious Disease Decontamination Suite | 13-51 34 55 | Space used to decontaminate persons who have come in contact with persons who have or may have an infectious disease. | Infectious Disease Decontamination Suite (13-51 34 55)
| Information Counter | 13-55 29 11 | A space where visitors can ask questions, get directions, or pick up pamphlets and other basic informational materials. | Information Counter (13-55 29 11)
| Information Signal Distribution Riser | 13-23 11 23 13 | A vertical service pipe or duct providing a route for communication cabling to service floors with tele and/or data communications | Information Signal Distribution Riser (13-23 11 23 13)
| Information Signal Network | 13-23 12 13 | A horizontal space providing a route to distribute tele and/or data communications on a floor | Information Signal Network (13-23 12 13)
| Infrastructure/Service Space, Non-Occupied | 13-23 12 00 | Space solely used to accommodate horizontal distribution of infrastructure for HVAC, Power and Communications. Within Interstitial space the tracking of horizontal distribution is optional. Generally the final distribution such as electrical circuits within an office area are not tracked. | Infrastructure/Service Space, Non-Occupied (13-23 12 00)
| Inpatient Care Spaces | 13-51 14 00 | Spaces used for overnight patient care. | Inpatient Care Spaces (13-51 14 00)
| Instrument Preparation and Sterilization Room | 13-51 64 43 | Space used for cleaning, sterilizing and packing dental instruments and supplies. | Instrument Preparation and Sterilization Room (13-51 64 43)
| Instrument Sterilization Room | 13-51 57 31 | Space used for post-decontamination, cleaning, washing and sterilizing various types of medical equipment of the types generally Space used for invasive procedures. | Instrument Sterilization Room (13-51 57 31)
| Integration Laboratories | 13-53 29 00 | Laboratory designed for assembly and testing of components and sub assemblies, mechanical and electronic. | Integration Laboratories (13-53 29 00)
| Interior Encroachment | 13-17 11 00 | The space associated with a base building element that is located inside the building but not on the outer wall. | Interior Encroachment (13-17 11 00)
| Interior Parking Access Control Point | 13-21 13 13 | Interior parking access control point space such as attendant booth, gate, card reader, or self serve ticket dispenser. | Interior Parking Access Control Point (13-21 13 13)
| Interior Parking Ramp and Circulation | 13-21 13 11 | Interior space including ramps used to circulate vehicles and providing access to parking stalls. | Interior Parking Ramp and Circulation (13-21 13 11)
| Interior Parking Spaces | 13-21 13 00 | Totally or partially enclosed space that is normally used to circulate and station vehicles. | Interior Parking Spaces (13-21 13 00)
| Interior Parking Stall | 13-21 13 15 | Interior space provided for parking a vehicle (car, truck, bicycles or motorbikes). | Interior Parking Stall (13-21 13 15)
| Interior Vehicle Service Space | 13-21 13 17 | Interior parking stall and circulation space used to provide vehicle services. | Interior Vehicle Service Space (13-21 13 17)
| Interior Wall Space | 13-15 13 00 | The space of a wall that divides/separates inside spaces only. The wall may be structural or non-structural | Interior Wall Space (13-15 13 00)
| Interstitial Space | 13-23 27 00 | The area of load bearing surfaces located above or below occupied building floor that are not available for general occupancy often due to inadequate clear headroom and contain building mechanical or electrical systems predominantly serving the adjacent floors or to provide access to such systems. | Interstitial Space (13-23 27 00)
| IV Admixture Anteroom | 13-51 54 21 | Space used for gowning and hand sanitizing prior to entry into an IV Admixture Room. | IV Admixture Anteroom (13-51 54 21)
| IV Admixture Room | 13-51 54 23 | Space used for preparation of IV admixtures in a sterile environment. | IV Admixture Room (13-51 54 23)
| JCC–Judicial Chambers | 13-35 11 13 11 | Space with features exceeding typical office space standards such as extensive wood millwork, wood base, chair rail, fabric wall covering, vinyl wall covering, sound board, speakers, CCTV monitors and/or cameras, panic buttons, recessed can lighting, ceiling fans, and cabinetry. | JCC–Judicial Chambers (13-35 11 13 11)
| Jet Way | 13-25 13 31 | An enclosed, telescoping, movable ramplike bridge connecting an airport terminal and an aircraft, for use by passengers in boarding and disembarking. | Jet Way (13-25 13 31)
| JHR–Judicial Hearing Room | 13-35 11 19 11 | Small court facilities that typically have features such as column spacing less than 30’-0” on center, above-standard lighting and HVAC, built-in judge’s bench, chair rail, sound system, recessed can lighting, separate air, walls-to-deck crown molding, built-in podium, built-in spectator railing, above-standard doors, sound lock entry, articulation in the ceiling, and smaller-in-scale millwork and cabinetry than found in CRJ. | JHR–Judicial Hearing Room (13-35 11 19 11)
| Judge’s Bench | 13-35 11 11 15 | The location in a courtroom where a judge sits. | Judge’s Bench (13-35 11 11 15)
| Judge’s Chambers | 13-35 11 13 | The office of a judge. | Judge’s Chambers (13-35 11 13)
| Judicial Spaces | 13-35 11 00 | Spaces supporting the work of the justice system. | Judicial Spaces (13-35 11 00)
| Jury Assembly Space | 13-35 11 11 19 | Room where prospective jurors gather to wait or assemble before being selected for jury duty. Includes seating area and may include TV, work stations, and tables. | Jury Assembly Space (13-35 11 11 19)
| Jury Box | 13-35 11 11 11 | The area in a courtroom wherein the jury is seated during a trial. | Jury Box (13-35 11 11 11)
| Jury Room | 13-35 11 11 13 | The room where a jury is sequestered and deliberates at the close of a trial. | Jury Room (13-35 11 11 13)
| Kennel | 13-61 11 15 | An enclosed, typically permanent, floor space generally used to detain a dog or cat | Kennel (13-61 11 15)
| Kitchen | 13-65 23 00 | A room or part of a room used for cooking and food preparation. | Kitchen (13-65 23 00)
| Kitchen Space | 13-57 13 13 | A room or area for preparing and cooking food. | Kitchen Space (13-57 13 13)
| Labor, Delivery, Recovery, Postpartum Room | 13-51 14 19 | Space used for the “birthing process” including pre-delivery preparation, delivery, and post delivery recovery. Where the acronym is “LDR” the function does not include the post recovery hospital stay for the mother. | Labor, Delivery, Recovery, Postpartum Room (13-51 14 19)
| Laboratory Service Space | 13-31 15 15 | A space that directly serves one or more class laboratories as an extension of the activities in those spaces. | Laboratory Service Space (13-31 15 15)
| Laboratory Service Space | 13-31 15 15 | A space that directly serves one or more class laboratories as an extension of the activities in those spaces. | Laboratory Service Space (13-31 15 15)
| Laboratory Service Space | 13-31 15 15 | A space that directly serves one or more class laboratories as an extension of the activities in those spaces. | Laboratory Service Space (13-31 15 15)
| Laboratory Spaces | 13-53 00 00 | Space that has built-in equipment, plumbing, and/or utilities for the qualitative and/or quantitative analysis of matter, experimentation, or the processing of materials, including wet and clean laboratories. | Laboratory Spaces (13-53 00 00)
| Laboratory Storage Spaces | 13-53 33 00 | Storage space adjacent to laboratory facilities and is specifically designed for storage of lab materials such as gas canisters, etc. | Laboratory Storage Spaces (13-53 33 00)
| Laboratory Support Spaces | 13-53 35 00 | Space which is used for support services directly related to the use of the laboratory. | Laboratory Support Spaces (13-53 35 00)
| Laboratory, Research, Biochemistry | 13-51 67 18 | Space used for biochemistry research related to human health and treatment of injury and disease. | Laboratory, Research, Biochemistry (13-51 67 18)
| Laboratory, Water | 13-51 51 49 | Space used to treat water which has acquired certain chemicals during its used in sterilizing surgical instruments. | Laboratory, Water (13-51 51 49)
| Landing | 13-25 13 23 | An in-between platform or large bottom-most or top-most step of a staircase | Landing (13-25 13 23)
| Laser Treatment Room | 13-51 37 29 | Space used for treatment of conditions of the eye with one of several types of laser systems. These include: LASIK, LASEK, LTK and PRK | Laser Treatment Room (13-51 37 29)
| Laundry Room | 13-65 17 00 | A room where clothes are washed. | Laundry Room (13-65 17 00)
| Laundry/Dry Cleaning Space | 13-57 21 00 | Space that provides large-scale laundry and/or dry cleaning operations, or personal coin operated laundry equipment. | Laundry/Dry Cleaning Space (13-57 21 00)
| Law Clerk Space | 13-35 11 13 13 | Space for a law clerk that assists a judge. | Law Clerk Space (13-35 11 13 13)
| Lecture and Classroom Spaces | 13-31 13 00 | Spaces used for classes, lectures, symposiums, and speeches. | Lecture and Classroom Spaces (13-31 13 00)
| Lecture Classroom | 13-31 13 11 | A room in which teaching or learning activities can take place. | Lecture Classroom (13-31 13 11)
| Lecture Hall (Fixed Seats) | 13-31 13 17 | A large room used for instruction, typically at a college or university, with a capacity in the hundreds. | Lecture Hall (Fixed Seats) (13-31 13 17)
| Legislative Hearing Room | 13-35 13 13 | Room where members of legislative bodies and their committees and subcommittees hold hearings for receipt of testimony and evidence in reference to action on legislation. Typically has audience space. | Legislative Hearing Room (13-35 13 13)
| Legislative Spaces | 13-35 13 00 | Spaces supporting the legislative assemblies of government. | Legislative Spaces (13-35 13 00)
| Library | 13-45 11 00 | Space in which literary, musical, artistic, or reference materials (as books, manuscripts, recordings, or films) are kept for use but not for sale. | Library (13-45 11 00)
| Library Spaces | 13-45 00 00 |  | Library Spaces (13-45 00 00)
| Library Stack | 13-45 11 11 | A space used to house arranged collections of literary, musical, artistic, educational or reference materials for use. | Library Stack (13-45 11 11)
| Life Support Unit Room | 13-51 34 57 | Space used for the emergent care of patients who are at immediate risk of loss of life or serious disability such as loss of limb. | Life Support Unit Room (13-51 34 57)
| Light Well | 13-13 11 00 | Multi-story, enclosed space in a building, which may have a skylight. Every level of the atrium | Light Well (13-13 11 00)
| Linear Accelerator Component Room, Healthcare | 13-51 27 15 | Space used for the linear accelerator device which generates radiation Space used in the patient treatment area. | Linear Accelerator Component Room, Healthcare (13-51 27 15)
| Linear Accelerator Control Room, Healthcare | 13-51 27 21 | Space used for equipment which controls the operation of a linear accelerator and its associated safety devices. | Linear Accelerator Control Room, Healthcare (13-51 27 21)
| Linear Accelerator Entrance Maze, Healthcare | 13-51 27 17 | Space used for shielding spaces surrounding the entrance to a linear accelerator room from ionizing radiation. | Linear Accelerator Entrance Maze, Healthcare (13-51 27 17)
| Linear Accelerator Room, Healthcare | 13-51 27 19 | Space used for external beam radiation treatments for patients with benign or malignant tumors. May also be associated with Intensity Modulated Radiation Therapy (IMRT), Image Guided Radiation Therapy (IGRT), Stereotactic Radiosurgery (SRS), and Stereotactic Body Radio Therapy (SBRT0. | Linear Accelerator Room, Healthcare (13-51 27 19)
| Liquid Distribution Riser | 13-23 11 23 17 | A vertical service pipe or duct providing a route for piping to service floors with water and/or other liquids | Liquid Distribution Riser (13-23 11 23 17)
| Liquid Distribution Spaces | 13-23 12 17 | A horizontal space providing a route to distribute water and/or other liquids on a floor | Liquid Distribution Spaces (13-23 12 17)
| Liquid Storage Room | 13-23 19 21 | A room classified as a Group H-3 occupancy used for the storage of flammable or combustible liquids in a closed condition | Liquid Storage Room (13-23 19 21)
| Liquid Use, Dispensing and Mixing Room | 13-23 19 23 | A room in which Class I, II, and IIIA flammable or combustible liquids are used, dispensed or mixed in open containers | Liquid Use, Dispensing and Mixing Room (13-23 19 23)
| Liquor Bar | 13-57 13 15 21 | The serving counter space of a business licensed to sell intoxicating beverages for consumption on the premises or a similar device or area containing alcoholic beverages in a private house or a hotel room. | Liquor Bar (13-57 13 15 21)
| Loading Dock | 13-23 15 00 | A secondary building entrance space used to accommodate shipping and delivery of bulk materials to the structure. | Loading Dock (13-23 15 00)
| Lobby Non-Circulation Space | 13-55 29 13 | Portions of the Lobby, which are used for purposes other than circulation and are not readily designated as another classification. | Lobby Non-Circulation Space (13-55 29 13)
| Locker Room | 13-63 13 17 | Room containing lockers or small lockable cupboards or compartments in which people secure possessions. | Locker Room (13-63 13 17)
| Lookout Gallery | 13-55 11 29 | Space used to observe employees in work areas performing work-related functions. This includes the ladder rooms to access the lookout gallery. | Lookout Gallery (13-55 11 29)
| Mail Room Space | 13-55 29 17 | Mail sorting and distribution space including remote mail stops on floors. | Mail Room Space (13-55 29 17)
| Makeup Space | 13-57 11 11 | Space for the professional application of cosmetics and makeup, often used in the entertainment or fashion industries | Makeup Space (13-57 11 11)
| Mall | 13-25 11 15 | A roofed or covered common pedestrian area within a covered mall building that serves as access for two or more tenants. | Mall (13-25 11 15)
| Mammography Processing Room | 13-51 24 33 | Space used for developing films from a mammography imaging system. | Mammography Processing Room (13-51 24 33)
| Mammography Room | 13-51 21 23 | Space used for low-dose radiographic imaging of the breast. | Mammography Room (13-51 21 23)
| Manual Cart Wash Area, Healthcare | 13-51 57 33 | Space used for washing soiled carts such as food carts, supply carts or surgical case carts. | Manual Cart Wash Area, Healthcare (13-51 57 33)
| Marriage Sanctuary | 13-47 13 11 | A space for conducting marriage ceremonies. | Marriage Sanctuary (13-47 13 11)
| Material Handling Area | 13-59 11 00 | Space for the movement, storage, control and protection of materials, goods and products throughout the process of manufacturing, distribution, consumption and disposal | Material Handling Area (13-59 11 00)
| Maxillo-Facial Laboratory | 13-51 64 45 | Space used for prosthetic treatment of patients with abnormal conditions of the face and oral structures. | Maxillo-Facial Laboratory (13-51 64 45)
| Maxillo-Facial Treatment Room | 13-51 64 47 | Space used for prosthetic treatment of patients with abnormal conditions of the face and oral structures. | Maxillo-Facial Treatment Room (13-51 64 47)
| Mechanical Circulation | 13-23 11 11 | Space used by mechanical modes of circulation such as elevators and escalators providing transportation between floors of a structure. | Mechanical Circulation (13-23 11 11)
| Media Production | 13-37 15 17 | Space fit-up with features facilitating the production of televised programming live or recorded. | Media Production (13-37 15 17)
| Media Production Support | 13-37 15 17 11 | Space supporting media production such as make-up station, dressing room, guess waiting room, wardrobe/prop room | Media Production Support (13-37 15 17 11)
| Medical Autopsy Room | 13-51 47 73 | Space used for forensic examination of human remains. | Medical Autopsy Room (13-51 47 73)
| Medical Information Computer System Room | 13-51 14 21 | Space used for equipment and personnel charged with monitoring vital signs telemetry for an intensive care unit setting. | Medical Information Computer System Room (13-51 14 21)
| Medical Material Cart Restocking Area | 13-51 57 20 | Space used for stocking of unit supply carts in a hospital supply cart distribution system. | Medical Material Cart Restocking Area (13-51 57 20)
| Medical Records Storage Room | 13-51 17 22 | Space used for organized, active filing of physical patient charts, in a specially ordered and controlled environment | Medical Records Storage Room (13-51 17 22)
| Medical Research and Development Spaces | 13-51 67 00 | Spaces used for basic research on the nature and prevention of disease and injury. May involve use of animals and/or highly toxic or infectious matter which must be contained in special rooms or suites of rooms. | Medical Research and Development Spaces (13-51 67 00)
| Medical Services Logistic Spaces | 13-51 57 00 | Spaces used for cleaning, sterilizing, packaging, stocking and distributing various types of supplies in a health care setting. Includes spaces used for receiving and holding soiled linens and receiving and distributing clean linens. | Medical Services Logistic Spaces (13-51 57 00)
| Medication Preparation Room | 13-51 54 25 | Space used for the preparation of prescribed medicines for administration to a patient. | Medication Preparation Room (13-51 54 25)
| Meditation Chapel | 13-47 11 11 | A space provided for obtaining a deeper state of relaxation or awareness. | Meditation Chapel (13-47 11 11)
| Meeting Equipment Room | 13-55 29 21 19 | Audio/Visual equipment rooms associated with conference rooms, courtrooms, and auditoriums. Room used to house radio equipment and/or conduct associated activities. | Meeting Equipment Room (13-55 29 21 19)
| Meeting Spaces | 13-55 29 21 | Space specifically designed for groups of people to interact on a occasional basis having appropriate seating and other amenities to support this activity. | Meeting Spaces (13-55 29 21)
| Men's Restroom | 13-23 17 11 | Toilet(s) used exclusively by men. | Men's Restroom (13-23 17 11)
| Mental Health Interview/Counseling Room | 13-51 17 19 | Space used for interviews and counseling with patients in an individual or group format. | Mental Health Interview/Counseling Room (13-51 17 19)
| Mental Health Multipurpose Room w/Control Room | 13-51 17 29 | Space used for group therapy and activity sessions in a mental health setting where undetected observation is required. | Mental Health Multipurpose Room w/Control Room (13-51 17 29)
| Mental Health Quiet Room | 13-51 17 35 | Space used as a place where a patient can go to calm down if over stimulated by other activities or events. | Mental Health Quiet Room (13-51 17 35)
| Mental Health Resident Bedroom | 13-65 19 11 | Space used in non-acute healthcare settings to provide sleeping accommodations for a resident. | Mental Health Resident Bedroom (13-65 19 11)
| Mental Health Resident Bedroom, Bariatric | 13-65 19 13 | Space used for housing residents who are morbidly obese in a non-hospital, residential setting. | Mental Health Resident Bedroom, Bariatric (13-65 19 13)
| Methadone Dispensing Station | 13-51 54 27 | Space used for dispensing methadone to heroin addicts. | Methadone Dispensing Station (13-51 54 27)
| Microbiology Biosafety Laboratory | 13-51 47 51 | Space used for testing of biologically hazardous specimens. | Microbiology Biosafety Laboratory (13-51 47 51)
| Microbiology Media Preparation Laboratory | 13-51 51 45 | Space used to prepare media for culturing in support of microbiology. | Microbiology Media Preparation Laboratory (13-51 51 45)
| Microbiology Mycobacteriology Laboratory | 13-51 47 55 | Space used for TB culture and susceptibility testing of microorganisms. | Microbiology Mycobacteriology Laboratory (13-51 47 55)
| Microbiology Mycology Laboratory | 13-51 47 53 | Space used for identification and testing of fungi and susceptibility testing for anti-fungal drugs. | Microbiology Mycology Laboratory (13-51 47 53)
| Microvascular Laboratory | 13-51 31 31 | Space used for the diagnosis and treatment of the finer blood vessels as opposed to macrovascular laboratory which is concerned with the major vessels. Modalities may include traditional surgery and laser surgery. | Microvascular Laboratory (13-51 31 31)
| Mihrab | 13-47 11 21 | A niche in the wall of a mosque that indicates the direction of the Kaaba in Mecca and hence the direction that Muslims should face when praying. | Mihrab (13-47 11 21)
| Military Spaces | 13-35 15 00 | Spaces associated with Military training functions | Military Spaces (13-35 15 00)
| Miscellaneous Environmentally Controlled Spaces | 13-49 23 00 | Other Environmentally Controlled space not readily classified in one of the other classes. | Miscellaneous Environmentally Controlled Spaces (13-49 23 00)
| Mobile Imaging System Alcove | 13-51 21 25 | Space used for parking mobile X-Ray units so that they will be readily accessible, but not obstructing corridors or passageways. | Mobile Imaging System Alcove (13-51 21 25)
| Mock-up Space | 13-59 15 13 | Space accommodating a function supporting production | Mock-up Space (13-59 15 13)
| Moh's Laboratory | 13-51 47 57 | Space used for analysis of specimens/biopsies obtained during dermatological procedures. | Moh's Laboratory (13-51 47 57)
| Monumental Stair | 13-23 11 15 | Space occupied by a larger than necessary, architectural stair. Space with clear headroom under the stair may be classified differently. | Monumental Stair (13-23 11 15)
| Morgue | 13-47 17 13 | A facility for the identification, preparation, and holding of human remains. | Morgue (13-47 17 13)
| Morgue Compartment | 13-47 17 13 11 | A room used for the storage of human remains awaiting identification, or removal for autopsy, burial, cremation or some other post death ritual. | Morgue Compartment (13-47 17 13 11)
| Motion Picture Exchange | 13-37 15 15 11 | Space for the distribution of motion picture prints for viewing by military personnel. | Motion Picture Exchange (13-37 15 15 11)
| Motion Picture Screen Space | 13-37 11 17 17 | Space for a motion picture screen and associated equipment. | Motion Picture Screen Space (13-37 11 17 17)
| Moveable Storage Spaces | 13-63 15 00 | Spaces, which do not have a fixed location, used for the storage of goods and materials for long and short terms | Moveable Storage Spaces (13-63 15 00)
| Moving Walkway | 13-25 11 21 | A slow conveyor belt that transports people horizontally or on an incline in a similar manner to an escalator. | Moving Walkway (13-25 11 21)
| MRI Control Room | 13-51 24 35 | Space used for operator control console and for operator observation of a magnetic resonance imaging (MRI) procedure. | MRI Control Room (13-51 24 35)
| MRI Equipment Storage Room | 13-51 24 37 | Space used for electronic and mechanical components which support a magnetic resonance imaging system. | MRI Equipment Storage Room (13-51 24 37)
| MRI Scanning Room | 13-51 21 27 | Space used for examination of organ structure and condition by use of alternating magnetic fields which create minute but detectable radio frequency waves of different characteristics from different types of tissue. | MRI Scanning Room (13-51 21 27)
| MRI System Component Room | 13-51 21 29 | Space used for electronic and mechanical components which support a magnetic resonance imaging system. | MRI System Component Room (13-51 21 29)
| MRI Viewing Room | 13-51 24 39 | Space used for technician and physician viewing of images created using a magnetic resonance imaging system. | MRI Viewing Room (13-51 24 39)
| Mud Room | 13-65 15 00 | An entryway or hall that is generally located at the front entrance of a house, designed to be an easy-to-clean transition space. | Mud Room (13-65 15 00)
| Multi-Medical Service Support Spaces | 13-51 17 00 | Spaces used by multiple medical services to provide direct support for patient care. | Multi-Medical Service Support Spaces (13-51 17 00)
| Museum Gallery | 13-41 11 00 | A space in a museum for the exhibition, and educational interpretation of objects having scientific, historical, cultural or artistic value. | Museum Gallery (13-41 11 00)
| Museum Spaces | 13-41 00 00 |  | Museum Spaces (13-41 00 00)
| Mycology Laboratory | 13-51 47 59 | Space used for the study of fungi and their relationship with health conditions. | Mycology Laboratory (13-51 47 59)
| Nephrology Renal Study Space | 13-51 47 61 | Space used by nephrologists for study of renal condition and mal-performance. | Nephrology Renal Study Space (13-51 47 61)
| Nerve Block Induction Room | 13-51 44 27 | Space used for the injection of local anesthetic for temporary reduction of pain. The process may include the use of ultrasound, fluoroscopy, or CT. | Nerve Block Induction Room (13-51 44 27)
| Neurophysiology Rehabilitation Room | 13-51 61 47 | Space used for treatment of problems relating to nervous system functioning. May include techniques and procedures also Space used for vocational therapy | Neurophysiology Rehabilitation Room (13-51 61 47)
| Neuropsychology Testing Laboratory | 13-51 34 87 | Space used to study the structure and function of the brain with relationship to specific psychological processes as may occur with traumatic brain injury. | Neuropsychology Testing Laboratory (13-51 34 87)
| Neurosurgery Operating Room | 13-51 44 29 | Space used for surgery of the brain and central and peripheral nervous system | Neurosurgery Operating Room (13-51 44 29)
| Newborn Nursery | 13-51 14 23 | Space used for observation of newborn infants prior to placement in a newborn nursery or when their condition requires heightened attention or special intervention. | Newborn Nursery (13-51 14 23)
| NICU Nursery | 13-51 14 25 | Space used for comprehensive and intensive care for neonates who have low birth weight, are very pre-mature, or who have other developmental and medical complications. | NICU Nursery (13-51 14 25)
| No Fixed Location | 13-67 17 00 | The implied space to support personnel who have no designed work location. | No Fixed Location (13-67 17 00)
| Non-Athletic Recreation Spaces | 13-33 15 00 | Spaces for recreation and entertainment that do not include athletic activity or sports. | Non-Athletic Recreation Spaces (13-33 15 00)
| Non-Warehouse Storage Spaces | 13-63 13 00 | Spaces for the storage of goods and materials for long and short terms | Non-Warehouse Storage Spaces (13-63 13 00)
| Nuclear Medicine Dose Calibration Space | 13-51 27 25 | Space used for the calculation and verification of radioactive injectibles Space used in nuclear medicine testing. | Nuclear Medicine Dose Calibration Space (13-51 27 25)
| Nuclear Medicine Patient "Hot" Waiting Room | 13-51 27 29 | Space used for nuclear medicine patients who have received a radioactive material as part of their treatment or diagnostic routine. | Nuclear Medicine Patient "Hot" Waiting Room (13-51 27 29)
| Nuclear Medicine Scanning Room | 13-51 27 27 | Space used in nuclear medicine for scanning by use of gamma or scintillation cameras of the whole body or portions of the body for use in diagnosis of a variety of conditions. | Nuclear Medicine Scanning Room (13-51 27 27)
| Nurse Station | 13-51 17 23 11 | Space used as a central work and management area by nurses, physicians, and technicians. Functions performed include: charting, staff workflow management, monitoring of patient call system, conferring with other patient care staff, and monitoring of patient vital signs. | Nurse Station (13-51 17 23 11)
| Nurse Station/Communication Center | 13-51 17 23 13 | Space used as a central work and management area by nurses, physicians, and technicians. Functions performed include: charting, staff workflow management, monitoring of patient call system, conferring with other patient care staff, and monitoring of patient vital signs. | Nurse Station/Communication Center (13-51 17 23 13)
| Nurse Sub-Station | 13-51 17 23 15 | Space used as a satellite work area for one or two nurses placed where they are in close proximity to patient rooms and (in many cases) have observation windows from the workstation to the patient. | Nurse Sub-Station (13-51 17 23 15)
| Nurse Triage Space | 13-51 17 23 17 | Space used to do a rapid assessment of patient acuity in order to determine priority of treatment. | Nurse Triage Space (13-51 17 23 17)
| Nurse Workspaces | 13-51 17 23 | Spaces used by nurses to perform their work and administer activities. | Nurse Workspaces (13-51 17 23)
| Nursery | 13-65 21 00 | A bedroom within a house or other dwelling set aside for an infant or toddler. | Nursery (13-65 21 00)
| Nursery Transport Unit Alcove | 13-51 14 27 | Space used for parking of specialized infant transport carts including those for transport to other facilities. | Nursery Transport Unit Alcove (13-51 14 27)
| Nursery, Airborne Infection Isolation | 13-51 14 29 | Space used for airborne infection isolation (AII) segregation of newborns. | Nursery, Airborne Infection Isolation (13-51 14 29)
| Nursery, Observation | 13-51 14 31 | Space used for observation of newborn infants prior to placement in a newborn nursery. | Nursery, Observation (13-51 14 31)
| Nursery, Special Care | 13-51 14 33 | Space used for observation of newborn infants prior to placement in a newborn nursery or when their condition requires heightened attention or special intervention. | Nursery, Special Care (13-51 14 33)
| OB/GYN Treatment Room | 13-51 34 61 | Space used for the examination and treatment of reproductive organs and conditions of women. | OB/GYN Treatment Room (13-51 34 61)
| Observation Deck | 13-37 13 19 | A platform situated upon a tall architectural structure or natural feature. | Observation Deck (13-37 13 19)
| Occupant Void Area | 13-13 15 00 | Opening in a floor created for the specific benefit of an occupant. | Occupant Void Area (13-13 15 00)
| Occupational Therapy Room | 13-51 61 49 | Space used for development of occupational (work) related skills and attitudes. | Occupational Therapy Room (13-51 61 49)
| Occupational Therapy, Daily Living Skills Training and Evaluation Room | 13-51 61 50 | Space used to train patients in adaptive behavior needed to perform routine living skills. Generally arranged to include fixed and movable items which a person would encounter in daily living. | Occupational Therapy, Daily Living Skills Training and Evaluation Room (13-51 61 50)
| Office Service | 13-55 11 11 | A space that directly serves an office or group of offices as an extension of the activities in those spaces. | Office Service (13-55 11 11)
| Office Spaces | 13-55 11 00 | Space in which business, clerical or professional activities are conducted. | Office Spaces (13-55 11 00)
| On-call Room | 13-65 11 00 | Space where workers on standby are able to sleep, such as in hospitals. | On-call Room (13-65 11 00)
| Oncology Drug Preparation Area | 13-51 54 29 | Space used for preparation of drugs Space used in chemotherapy, in particular those administered intravenously. | Oncology Drug Preparation Area (13-51 54 29)
| Open Class Laboratory | 13-31 15 11 | An educational space that provides controlled conditions in which scientific research, experiments, and measurement may be performed for teaching purposes. | Open Class Laboratory (13-31 15 11)
| Open Team Setting | 13-55 11 21 | A free-address space that is designed to be used by a group of people working together with no fixed workstation assignments. | Open Team Setting (13-55 11 21)
| Operating Fuel Storage | 13-63 19 29 | Storage tanks that provide an operating and reserve supply of fuel. Cost factors are based on a 5000 GA tank. | Operating Fuel Storage (13-63 19 29)
| Operating Room, Sterile Storage | 13-51 44 50 | Space used for storage of supplies which must be maintained in a sterile state. | Operating Room, Sterile Storage (13-51 44 50)
| Operational Hazardous/Flammable Storage | 13-63 13 31 | A space for the storage of materials used in daily operations (paint, acetone, oil, etc.) that are considered to be hazardous and/or flammable and require special environmental separation. | Operational Hazardous/Flammable Storage (13-63 13 31)
| Operational Storage (Misc) | 13-63 13 29 | A space used for bulk storage areas of major end items, and operational material to support multiple Departments/Divisions within a command. | Operational Storage (Misc) (13-63 13 29)
| Ophthalmology Procedure Room | 13-51 37 31 | This room is Space used for assessment of eye health, acuity, and presence of disease and for minor treatments. It includes equipment such as a phropter for measuring acuity and a slit lamp Space used in conjunction with a biomicroscope for examination of the eye exterior and interior structure. Some conditions of the eye may be treated with minor surgical or with medical procedures in the treatment room. | Ophthalmology Procedure Room (13-51 37 31)
| Ophthalmology/Optometry Exam Room | 13-51 37 33 | Space used for the examination of eyes and related tissue to determine status of health (including visual acuity) and presence of diseases or injured tissue. Methods of examination include direct visual observation and use of equipment such as slit lamps, retinoscopes, and phoropters. | Ophthalmology/Optometry Exam Room (13-51 37 33)
| Optical Physics Laboratory | 13-53 15 11 | Spaces requiring light control | Optical Physics Laboratory (13-53 15 11)
| Oral Pathology Laboratory | 13-51 64 49 | Space used for the study of tissue from oral and facial areas | Oral Pathology Laboratory (13-51 64 49)
| Oral Surgery Residency Room | 13-51 64 51 | Space used for surgery of the mouth and jaw particularly where anesthesia or heavy sedation is Space used in services which include a residency program. | Oral Surgery Residency Room (13-51 64 51)
| Oral Surgery Room | 13-51 64 53 | Space used for surgery of the mouth and jaw particularly where anesthesia or heavy sedation is Space used. | Oral Surgery Room (13-51 64 53)
| Orchestra Pit | 13-37 11 13 13 | The area in a theater, usually located in a lowered area in front of the stage, in which musicians perform. | Orchestra Pit (13-37 11 13 13)
| Ornamental Garden | 13-37 13 17 | A planned space, usually outdoors, set aside for the display, cultivation, and enjoyment of ornamental plants and flowers. | Ornamental Garden (13-37 13 17)
| Orthopedic Operating Room | 13-51 44 31 | Space used for surgery of the skeletal system, muscles, tendons, ligaments and associated tissue. | Orthopedic Operating Room (13-51 44 31)
| Outdoor Shooting Range | 13-33 15 17 | A training range for the firing of small arms | Outdoor Shooting Range (13-33 15 17)
| Outdoor Swimming Pool | 13-33 13 11 | Non-enclosed swimming pools intended for recreational use. See also: Indoor Swimming Pool | Outdoor Swimming Pool (13-33 13 11)
| Outdoor Theater | 13-37 11 11 | An outdoor facility to accommodate cultural events such as plays, concerts, and festivals. | Outdoor Theater (13-37 11 11)
| Pacemaker ICD Interrogation Room | 13-51 31 33 | Space used for “reading” performance parameters from an implantatable cardioverter defibrillator (ICD) or a pacemaker. | Pacemaker ICD Interrogation Room (13-51 31 33)
| Pacemaker/Holter Monitor Room | 13-51 31 35 | Space used to connect a patient to a portable electrocardiogram machine (Holter Monitor) which the patient wears for 24 hours and to read the results of the test. | Pacemaker/Holter Monitor Room (13-51 31 35)
| Panoramic Dental X-Ray Room | 13-51 64 55 | Space used for making panoramic x-rays for use in diagnosis and treatment of dental conditions. | Panoramic Dental X-Ray Room (13-51 64 55)
| Parade Grounds | 13-33 15 29 | A large area of hard ground, usually of concrete or tarmac, where soldiers practice routine marching maneuvers. | Parade Grounds (13-33 15 29)
| Park | 13-33 15 11 | A tract of ground kept in its natural state, about or adjacent to a residence, as for the preservation of game, for walking, riding, or the like or a piece of ground, in or near a city or town, enclosed and kept for ornament and recreation; as, Hyde Park in London; Central Park in New York. | Park (13-33 15 11)
| Park Shelter | 13-61 15 11 | A pavilion structure commonly found in parks, gardens, and spacious public areas. See also Gazebo. | Park Shelter (13-61 15 11)
| Parking Spaces | 13-21 00 00 | Spaces used to circulate and station vehicles. | Parking Spaces (13-21 00 00)
| Patient Dose/Thyroid Uptake Room | 13-51 27 31 | Space used for administration of radiopharmaceuticals by injection or intravenously prior to certain imaging procedures. | Patient Dose/Thyroid Uptake Room (13-51 27 31)
| Patient Holding Area, Surgical | 13-51 44 33 | Space used for temporary holding of pre-surgical patients in the surgical department. Additional uses may include anesthesiologist interview of patient, preparation of surgical site, and inception of sedation or anesthesia agents. | Patient Holding Area, Surgical (13-51 44 33)
| Patient Observation and Treatment Room | 13-51 34 63 | Space used for patients who require a combination of treatment and a period of observation pre or post treatment. | Patient Observation and Treatment Room (13-51 34 63)
| Patient Room | 13-51 14 35 | Space used for overnight patient care. | Patient Room (13-51 14 35)
| Patient Room, Airborne Infection Isolation | 13-51 14 35 11 | Space used for protective segregation of inpatients who have or are suspected of having contagious diseases. | Patient Room, Airborne Infection Isolation (13-51 14 35 11)
| Patient Room, Bariatric | 13-51 14 35 13 | Space used for the care of patients who are morbidly obese in an acute care inpatient nursing unit | Patient Room, Bariatric (13-51 14 35 13)
| Patient Room, Intensive Care | 13-51 14 35 15 | Space used for care of patients whose health status requires highly focused and concentrated medical care services by staff with specialized training and skills. | Patient Room, Intensive Care (13-51 14 35 15)
| Patient Room, Intensive Care, Airborne Infection Isolation | 13-51 14 35 17 | Space used for protective segregation of intensive care patients who have or are suspected of having contagious diseases. | Patient Room, Intensive Care, Airborne Infection Isolation (13-51 14 35 17)
| Patient Room, Intensive Care, Protective Environment Isolation | 13-51 14 35 19 | Space used for protective segregation of intensive care patients whose immune system is compromised. | Patient Room, Intensive Care, Protective Environment Isolation (13-51 14 35 19)
| Patient Room, Isolation | 13-51 14 35 21 | Space used for restrained isolation of patients for a short duration in a mental health setting | Patient Room, Isolation (13-51 14 35 21)
| Patient Room, Monitored | 13-51 14 35 23 | Space used in an inpatient setting where a patient care room must be capable of monitoring of vital signs | Patient Room, Monitored (13-51 14 35 23)
| Patient Room, One-Bed | 13-51 14 35 25 | Space used for patient sleeping and care in an inpatient setting for a single patient. | Patient Room, One-Bed (13-51 14 35 25)
| Patient Room, Protective Environment Isolation | 13-51 14 35 27 | Space used for protective segregation of patients whose immune system is compromised. | Patient Room, Protective Environment Isolation (13-51 14 35 27)
| Patient Room, Seclusion | 13-51 14 35 29 | Used for segregation of patients who may pose a risk to themselves or others due to behavioral factors. | Patient Room, Seclusion (13-51 14 35 29)
| Patient Room, Transitional, One-Bed | 13-51 14 35 31 | Space used for patient sleeping and care in a transitional or apartment setting. | Patient Room, Transitional, One-Bed (13-51 14 35 31)
| Patient Room, Two-Bed | 13-51 14 35 33 | Space used for patient sleeping and care in an inpatient setting for two patients. | Patient Room, Two-Bed (13-51 14 35 33)
| Pedestrian Bridge | 13-69 25 15 | Bridges that support walkway crossing of a river, underpass, or similar gap. | Pedestrian Bridge (13-69 25 15)
| Pedestrian Travel Spaces | 13-69 25 00 | Spaces for travel by people on foot. | Pedestrian Travel Spaces (13-69 25 00)
| Pedestrian Way | 13-69 25 13 | A decorative path for travel by people on foot. | Pedestrian Way (13-69 25 13)
| Pediatric Developmental Therapy Space | 13-51 61 51 | Space used for treatment of children who suffer from chronic or acute conditions which have impaired their physical and/or neurological development. May include occupational therapy, speech therapy, and physical therapy. | Pediatric Developmental Therapy Space (13-51 61 51)
| Pentamidine Treatment Room | 13-51 34 65 | Space used for the administration of pentamidine to patients with suppressed immune systems. | Pentamidine Treatment Room (13-51 34 65)
| Penthouse | 13-69 15 00 | Fully enclosed Floor area located on the Roof level of a Building that occupies less than all of the Roof. | Penthouse (13-69 15 00)
| Performance Hall | 13-37 11 13 19 | A room or theater, often with tiers of seats, which serves as performance venue, such as for classical instrumental music or jazz, or for hearing lectures or presentations. Includes amphitheaters, auditoriums, or concert halls. | Performance Hall (13-37 11 13 19)
| Performance Rehearsal Space | 13-37 11 13 15 | A space for conducting preparatory music and theatre performances before the official public performance. | Performance Rehearsal Space (13-37 11 13 15)
| Performance Spaces | 13-37 11 00 | Space used for any performance type such as dance, music or theater. | Performance Spaces (13-37 11 00)
| Perimeter Encroachment | 13-17 13 00 | The space associated with a base building element that is located on the outer wall. | Perimeter Encroachment (13-17 13 00)
| Peritoneal Dialysis Exam Room | 13-51 34 67 | Space used for examination of patients with end stage renal disease who may be suited for peritoneal dialysis or for existing peritoneal dialysis patients. Peritoneal dialysis is a process in which the patient’s peritoneum (membrane surrounding the abdominal cavity) is Space used as a membrane across which fluids and dissolved matter can be passed in order to exchange them from the blood. | Peritoneal Dialysis Exam Room (13-51 34 67)
| Peritoneal Dialysis Procedure Room | 13-51 34 69 | Space used for the peritoneal dialysis infusion/diffusion process for outpatients with impaired kidney function. Differentiated from hemodialysis. Unless the room is located and configured for overnight stay, the room would not be suited for automated peritoneal dialysis (APD). | Peritoneal Dialysis Procedure Room (13-51 34 69)
| Pet Shop Animal Space | 13-55 19 21 | Space for the display of animals, insects, fish and birds that would require additional equipment (cages/aquariums) and associated plumbing, power and ventilation. | Pet Shop Animal Space (13-55 19 21)
| PET/CT Control Room | 13-51 24 41 | Space used for operator control of a positron emission tomography/computerized tomography scanning system. | PET/CT Control Room (13-51 24 41)
| PET/CT Scanning Room | 13-51 21 31 | Space used for creation of images which superimpose information about the metabolism of the body (positron emission tomography – PET) over the anatomic information about location, shape, and size of various lesions and tissue (computerized tomography – CT). | PET/CT Scanning Room (13-51 21 31)
| PET/CT Simulator Room | 13-51 21 33 | Space used for patient treatment planning for PET/CT system. | PET/CT Simulator Room (13-51 21 33)
| Pharmacy | 13-51 54 31 | Space used for compounding, packaging, dispensing and managing pharmaceuticals. | Pharmacy (13-51 54 31)
| Pharmacy Manufacturing & Prepack Space | 13-51 54 33 | Space used for compounding, packaging, and sorting of medications for dispensing and administration to patients. | Pharmacy Manufacturing & Prepack Space (13-51 54 33)
| Pharmacy Spaces | 13-51 54 00 | Spaces used to receive, prepare, compound, test and examine pharmaceuticals and to dispense them as requested for patient care. | Pharmacy Spaces (13-51 54 00)
| Pharmacy, Bulk, Breakdown and Verification Area | 13-51 54 37 | Space used for storage of pharmceuticals in a pharmacy in bulk packaging format and for cross checking delivery records. | Pharmacy, Bulk, Breakdown and Verification Area (13-51 54 37)
| Pharmacy, Controlled Substances and Secured Dispensing | 13-51 54 39 | Space used in a pharmacy for storage of controlled pharmaceuticals and related controlled pharmacy supplies. This is the vault and dispensing area for drugs identified by DEA requiring separation from other medications due to high abuse potential. | Pharmacy, Controlled Substances and Secured Dispensing (13-51 54 39)
| Pharmacy, Dispensing Space | 13-51 54 32 | Space used in a pharmacy for dispensing medications to outpatients or for patient care units. | Pharmacy, Dispensing Space (13-51 54 32)
| Photo Lab | 13-37 15 15 | Space fit-up to facilitate the production and/or repair of film and electronic photography | Photo Lab (13-37 15 15)
| Photography Room, Ophthalmology/Optometry | 13-51 37 35 | Space used for a special camera attached to a low power microscope (fundus camera or retinal camera) to take pictures of the interior lining of the eyeball and related structures including the retina, optic disc, macula, and posterior pole. | Photography Room, Ophthalmology/Optometry (13-51 37 35)
| Phototherapy Treatment Room | 13-51 34 71 | Space used for a procedure which utilizes a photosensitizing drug applied to the patient which is later exposed to light of a specific wavelength to destroy precancerous and cancerous cells. Also known as photodynamic therapy (PDT), it can be Space used for acne, rosacea, skin cancer, sun damage, cosmetic skin improvement, wrinkles, warts, psoriasis and other skin conditions. | Phototherapy Treatment Room (13-51 34 71)
| Physical Sciences Laboratories | 13-53 15 00 | Spaces for building experiments with a minimum of built-in furniture where power and piped services are usually provided overhead | Physical Sciences Laboratories (13-53 15 00)
| Physical Therapy/Kinesiology Therapy Room | 13-51 61 53 | Space used for physical therapy treatment and gymnasium to accommodate a wide variety of functions including prosthetic and orthotic training. | Physical Therapy/Kinesiology Therapy Room (13-51 61 53)
| Physics Research Laboratory | 13-53 15 13 | Specialized spaces with extensive controls over the surrounding environment. | Physics Research Laboratory (13-53 15 13)
| Physics Teaching Laboratory | 13-31 15 11 11 | An educational laboratory space for teaching physics through hands on experimentation and demonstration. | Physics Teaching Laboratory (13-31 15 11 11)
| Planned Amenity/Support Space | 13-11 15 00 | Spaces planned to be provided as a convenience offering occupants support beyond their business driven functional requirements. | Planned Amenity/Support Space (13-11 15 00)
| Planned Building Service Space | 13-11 13 00 | Spaces planned to support the operation of the building enabling the occupants to work in a safe and supportive environment. | Planned Building Service Space (13-11 13 00)
| Planned Circulation Space | 13-11 17 00 | Spaces planned for circulation to provide or control access to and between other spaces within the facility, entry, and egress. | Planned Circulation Space (13-11 17 00)
| Planned Parking Space | 13-11 19 00 | Spaces planned to be used to circulate and station vehicles. | Planned Parking Space (13-11 19 00)
| Planned Work Space | 13-11 11 00 | Spaces planned to perform a function in support of the occupant business objectives. | Planned Work Space (13-11 11 00)
| Play Room | 13-57 15 15 | A room, allocated as a children's play area, in which noisy or boisterous activities are tolerated. (NEW TITLE: Playroom?) | Play Room (13-57 15 15)
| Playground | 13-33 15 21 | A large open space where children play or small area for children with dedicated play equipment - slide, or tubes, or swings, etc. | Playground (13-33 15 21)
| Pleasure Garden | 13-33 15 13 | A garden that is opened to the public for recreation, differentiated from other public gardens by containing entertainments in addition to the planting; for example, concert halls or bandstands, rides, zoos or menageries. | Pleasure Garden (13-33 15 13)
| Plenum | 13-23 23 29 | A horizontal chamber intended to contain air, gas, or liquid at positive pressure | Plenum (13-23 23 29)
| Portable Bin | 13-63 15 13 | Movable storage container, used for relocation or temporary storage purposes | Portable Bin (13-63 15 13)
| Post Office Space | 13-55 29 15 | Specialized space in a facility that houses United States Postal Service operations. | Post Office Space (13-55 29 15)
| Postanesthesia Recovery Cubicle | 13-51 44 35 | Space used for the recovery of a patient who has had general anesthesia during a surgical procedure | Postanesthesia Recovery Cubicle (13-51 44 35)
| Postanesthesia Recovery Isolation Room | 13-51 44 37 | Space used for post anesthesia recovery of patients who may have an infectious disease. | Postanesthesia Recovery Isolation Room (13-51 44 37)
| Postoperative Recovery Lounge | 13-51 44 39 | Space used for step down or Phase II recovery of surgical patients, particularly outpatients who will be discharged to home subsequent to their discharge from the postanesthesia recovery room. | Postoperative Recovery Lounge (13-51 44 39)
| Posturography Exam Room | 13-51 61 55 | Space used for examination of patients with a battery of tests to evaluate balance function using a series of tasks to simulate situations encountered in daily life. | Posturography Exam Room (13-51 61 55)
| Power Distribution Network | 13-23 12 11 | A horizontal space providing a route to distribute electricity on a floor | Power Distribution Network (13-23 12 11)
| Power Distribution Riser | 13-23 11 23 11 | A vertical service pipe or duct providing a route for electrical cabling to service floors with electricity | Power Distribution Riser (13-23 11 23 11)
| Pre-Function Lobby | 13-37 11 15 11 | A room used for entry from the outside in a building that houses performing arts productions, and in which the audience can gather before showtime and at intermission. | Pre-Function Lobby (13-37 11 15 11)
| Preparation/Recovery Cubicle, Surgical | 13-51 44 41 11 | Space used for preoperative patient preparation and postoperative recovery in an ambulatory or outpatient surgery setting | Preparation/Recovery Cubicle, Surgical (13-51 44 41 11)
| Preparation/Recovery Room, Surgical | 13-51 44 41 13 | Space used for preparation and holding of patients prior to surgery and for recovery after surgery, generally in an outpatient or ambulatory care setting. | Preparation/Recovery Room, Surgical (13-51 44 41 13)
| Preparation/Recovery Spaces, Surgical | 13-51 44 41 | Space used for preoperative patient preparation and postoperative recovery. | Preparation/Recovery Spaces, Surgical (13-51 44 41)
| Prescription Receiving Station | 13-51 54 35 | Space used by a pharmacist or pharmacy technician for receiving prescriptions. | Prescription Receiving Station (13-51 54 35)
| Press Box | 13-33 11 13 29 | The section in a stadium or arena set aside for the press, or specifically for sportscasters. | Press Box (13-33 11 13 29)
| Press Conference Room | 13-55 29 21 13 | A room to accommodate a media event in which newsmakers invite journalists to hear them speak and, most often, ask questions; this room often includes a podium, seating for the press, and audio-visual, communications, power, and lighting enhancements to accommodate the work of broadcast journalists. | Press Conference Room (13-55 29 21 13)
| Primary Circulation Spaces | 13-25 11 00 | The direct path on a floor necessary for access to egress stairs, elevator lobbies, toilet rooms, refuge space, building lobbies and entrances. | Primary Circulation Spaces (13-25 11 00)
| Printing and Reproduction Spaces | 13-59 17 00 | Space for the reproduction and distribution of documents. | Printing and Reproduction Spaces (13-59 17 00)
| Private Residential Spaces | 13-65 00 00 | Space used to provide accommodation for people when not at work. The accommodation provides facilities for sleeping and relaxation and usually cooking, eating, cleaning, | Private Residential Spaces (13-65 00 00)
| PRK/LASIK Treatment Room | 13-51 37 37 | Space used for two types of laser surgery on the eye. Photorefractive keratectomy (PRK) is Space used to reshape the surface of the cornea. Laser in situ keratomileusis (LASIK) uses a laser underneath the corneal flap to reshape the cornea. It uses an excimer laser specially designed for the procedure. Both techniques treat refractive errors such as myopia, hyperopia, and astigmatism. | PRK/LASIK Treatment Room (13-51 37 37)
| Procedure Viewing Area | 13-51 31 37 | Space used for observation of invasive cardiology procedures done in a catheterization laboratory. | Procedure Viewing Area (13-51 31 37)
| Procedure/Minor Operating Room | 13-51 44 43 | Space used for a class of surgical procedure which generally does not require general anesthesia and which are generally performed on ambulatory patients. Examples include: incision and drainage of abscesses and cysts, evacuation of hemmohoids, excision of small skin lesions, small skin grafts, debridement of wounds, and suture removal. | Procedure/Minor Operating Room (13-51 44 43)
| Procession Spaces | 13-47 15 00 | A space for performing a spiritual procession or orderly gathering and movement. | Procession Spaces (13-47 15 00)
| Proctoscopy/Sigmoidoscopy Room | 13-51 41 21 | Space used for examination of the rectum and lower colon by use of a flexible tube (sigmoidoscope) to determine the cause of rectal bleeding and diarrhea and as screening examination for conditions of the colon. | Proctoscopy/Sigmoidoscopy Room (13-51 41 21)
| Product Inspection Space | 13-59 19 11 | Space for the direct evaluation of a product in production | Product Inspection Space (13-59 19 11)
| Production and In-Process Storage Spaces | 13-59 23 00 | Space for raw material or work in process within the production process. | Production and In-Process Storage Spaces (13-59 23 00)
| Production Observation Space | 13-59 19 13 | Space for the observation of the operation of a product in production | Production Observation Space (13-59 19 13)
| Production Process | 13-59 15 00 | Space where items are fabricated and/or assembled using a materials process. | Production Process (13-59 15 00)
| Production Service and Repair Spaces | 13-59 21 00 | Space where items are corrected for defects. | Production Service and Repair Spaces (13-59 21 00)
| Production Support Spaces | 13-59 25 00 | Space to support the functioning of other production space. | Production Support Spaces (13-59 25 00)
| Production, Fabrication, and Maintenance Spaces | 13-59 00 00 | Spaces where manufactured items are created or maintained. | Production, Fabrication, and Maintenance Spaces (13-59 00 00)
| Production, Fabrication, and Maintenance Spaces | 13-59 00 00 | Spaces where manufactured items are created or maintained. | Production, Fabrication, and Maintenance Spaces (13-59 00 00)
| Projection Booth | 13-37 11 17 11 | Space in a movie theater that houses the projector and other equipment used to show the movie. | Projection Booth (13-37 11 17 11)
| Prosthesis Design and Manufacturing Room, Rehabilitation | 13-51 61 21 | Space used for computerized equipment to scan and measure residual limbs of patients with amputation and for a computerized lathe for fabrication. | Prosthesis Design and Manufacturing Room, Rehabilitation (13-51 61 21)
| Prosthetic and Orthotic Dust Room | 13-51 61 57 | Space used for fabrication equipment which generates quantities of dust. | Prosthetic and Orthotic Dust Room (13-51 61 57)
| Prosthetic and Orthotic Fume Room | 13-51 61 59 | Space used for fabrication processes which generate toxic or unpleasant fumes. | Prosthetic and Orthotic Fume Room (13-51 61 59)
| Prosthetic and Orthotic Work Station | 13-51 61 61 | Space used for prosthetic and orthotic technician workspace, bench space, and power equipment. | Prosthetic and Orthotic Work Station (13-51 61 61)
| Prosthetic and Orthotic, Maintenance Support Room | 13-51 61 63 | Space used for repairs and routine maintenance of prosthetic and orthotic devices. | Prosthetic and Orthotic, Maintenance Support Room (13-51 61 63)
| Protective Spaces | 13-61 00 00 | Spaces to provide shelter or keep someone safe from harm or discomfort. | Protective Spaces (13-61 00 00)
| Provider Trainee Observation Area, Healthcare | 13-51 34 81 | Space used for observation of patient treatment by medical students and trainees. | Provider Trainee Observation Area, Healthcare (13-51 34 81)
| Psychology Laboratories | 13-53 23 00 | Open and flexible spaces that can be set up to accommodate many different types of studies. May have animal use | Psychology Laboratories (13-53 23 00)
| Pulmonary Function Testing Laboratory | 13-51 31 39 | Space used for a limited battery of tests of patients who are suspected of having lung or airway system condition by pulmonary medicine providers. | Pulmonary Function Testing Laboratory (13-51 31 39)
| Pulmonary Function Treadmill Room | 13-51 31 40 | Space used by the patient for physical exercise during which the patient’s pulmonary function and response of gaseous exchange is measured and later analyzed. | Pulmonary Function Treadmill Room (13-51 31 40)
| Pulmonary Screening Room | 13-51 31 41 | Space used for initial screening of patients by pulmonary medicine providers. | Pulmonary Screening Room (13-51 31 41)
| Pulpit | 13-47 11 35 | A raised platform in a church, usually enclosed, where the minister or preacher stands to conduct the sermon. | Pulpit (13-47 11 35)
| Quality Control and Test Spaces | 13-59 19 00 | Space where items are tested and inspected. | Quality Control and Test Spaces (13-59 19 00)
| Queuing Space | 13-55 29 23 15 | A waiting space used to organize people into a first-come-first-served order. | Queuing Space (13-55 29 23 15)
| Radiation Diagnostic and Therapy Spaces | 13-51 27 00 | Spaces used for examination and treatment of patients by devices which primarily use ionizing radiation or its byproducts (such as thallium). This section is limited to systems used for oncology and nuclear medicine. | Radiation Diagnostic and Therapy Spaces (13-51 27 00)
| Radiation Dosimetry Planning Room | 13-51 27 33 | Space used for calculation of radiation dose and duration to be utilized in several different types of radiation therapy systems. | Radiation Dosimetry Planning Room (13-51 27 33)
| Radiation Therapy, Mold Fabrication Shop | 13-51 27 38 | Space used for layout and fabrication of specialized masks which shield portions of a patient's body during radiation therapy treatment. | Radiation Therapy, Mold Fabrication Shop (13-51 27 38)
| Radioactive Waste Storage Room, Healthcare | 13-51 27 23 | Space used for storage of medical radioactive waste. | Radioactive Waste Storage Room, Healthcare (13-51 27 23)
| Radiographic Chest Room | 13-51 21 35 | Space used for special imaging equipment which is capable of rapid patient throughput for routine chest x-rays. | Radiographic Chest Room (13-51 21 35)
| Radiographic Control Room | 13-51 24 43 | Space used for operator control of an imaging system. The operator is protected by an emission opaque wall which has a special view window for observation of the patient. | Radiographic Control Room (13-51 24 43)
| Radiographic Darkroom | 13-51 24 45 | Use for developing plane film images. | Radiographic Darkroom (13-51 24 45)
| Radiographic Room | 13-51 21 37 | Space used for taking routine radiographic images of the body. | Radiographic Room (13-51 21 37)
| Radiographic/Fluoroscopic Room | 13-51 21 39 | Space used for radiographic imaging equipment which has fluoroscopic capabilities allowing real time examination of the internal organs. | Radiographic/Fluoroscopic Room (13-51 21 39)
| Radiographic/Tomographic Room | 13-51 21 41 | Space used for making tomographic X-Ray images. | Radiographic/Tomographic Room (13-51 21 41)
| Radiology Computer Systems Room | 13-51 21 43 | Space used for Picture Archiving Computer/ Communication System (PACS) associated with imaging systems which produce digital vs. film images. | Radiology Computer Systems Room (13-51 21 43)
| Radiopharmacy | 13-51 27 35 | Space used for the storage, preparation, and dispensing of radiopharmaceuticals. | Radiopharmacy (13-51 27 35)
| Radium Cart Holding Space | 13-51 27 37 | Space used for temporary parking of radium transport carts. | Radium Cart Holding Space (13-51 27 37)
| Ramp | 13-23 11 17 | A walking surface that has a running slope steeper than 1 unit vertical in 20 units horizontal (5-percent slope). (IBC) | Ramp (13-23 11 17)
| Reception Space | 13-55 29 23 11 | A waiting area, such as a lobby or front office desk of an organization or business. | Reception Space (13-55 29 23 11)
| Recording Studio | 13-37 15 11 | Space fit-up to facilitate the recording of sounds | Recording Studio (13-37 15 11)
| Recovery Room, Surgical | 13-51 44 53 | Space used for the recovery of patients who have been administered general anesthesia. | Recovery Room, Surgical (13-51 44 53)
| Recreation Spaces | 13-33 00 00 | A space for any leisure activity, such as play, that diverts, amuses or stimulates. | Recreation Spaces (13-33 00 00)
| Recreational Deck | 13-33 15 19 | Wood or timber flat surface capable of supporting weight and used in a number of ways - as part of garden landscaping, to extend living areas of houses, and as an alternative to stone based features such as patios. | Recreational Deck (13-33 15 19)
| Reflection Space | 13-47 11 15 | A space for self-observation and contemplation of conscious inner thoughts, desires and sensations. | Reflection Space (13-47 11 15)
| Refrigerant Machinery Room | 13-23 19 11 | A room meeting prescribed safety requirements and in which refrigeration systems or components thereof are located. | Refrigerant Machinery Room (13-23 19 11)
| Refrigeration Compartment | 13-63 17 11 | Space served by refrigeration equipment, used to lower the internal temperature, often for the purposes of storing perishables. | Refrigeration Compartment (13-63 17 11)
| Refuge Spaces | 13-25 23 00 | An enclosed space that is protected from the effects of fire permitting a delay in required egress travel time. | Refuge Spaces (13-25 23 00)
| Rehabilitation Living Skills Training Apartment | 13-51 61 75 | Space used in a rehabilitation program to train and evaluate patients, shortly before discharge, in a realistic living setting. | Rehabilitation Living Skills Training Apartment (13-51 61 75)
| Rehabilitation Spaces | 13-51 61 00 | Spaces used for physical and occupational/vocational rehabilitation, for designing, and for manufacturing dispensing and fitting orthotic and prosthetic appliances. | Rehabilitation Spaces (13-51 61 00)
| Rehabilitation Therapy Gym | 13-51 61 65 | Space used for exercise and treatment interventions related to physical therapy. | Rehabilitation Therapy Gym (13-51 61 65)
| Religious Education Space | 13-31 17 17 | Space for training of those who perform or administer religious rites, both laypeople and clergy. | Religious Education Space (13-31 17 17)
| Renal Dialysis Bed Station, Private | 13-51 34 73 | Space used for hemodialysis or peritoneal dialysis of inpatients with impaired kidney function. | Renal Dialysis Bed Station, Private (13-51 34 73)
| Renal Dialysis Room, Negative Pressure | 13-51 34 75 | Space used for hemodialysis of patients with impaired kidney function who also are diagnosed with infectious diseases. | Renal Dialysis Room, Negative Pressure (13-51 34 75)
| Renal Dialysis, Chair Station, Cubicle | 13-51 34 77 | Space used for hemodialysis of patients with impaired kidney function. | Renal Dialysis, Chair Station, Cubicle (13-51 34 77)
| Renal Dialysis, Water Treatment Room | 13-51 34 78 | Space used for purification of water which will be used in the dialysis cleansing treatment | Renal Dialysis, Water Treatment Room (13-51 34 78)
| Renal Studies Laboratory | 13-51 47 63 | Space used for the investigation of diseases and conditions of the kidneys and related systems. | Renal Studies Laboratory (13-51 47 63)
| Rent-An-Office | 13-67 15 00 | A short-term office rental which is typically by the room and may have office services provided. | Rent-An-Office (13-67 15 00)
| Research and Development Machine Shop | 13-51 67 31 | Space used for fabrication of mechanical and electro-mechanical devices to be Space used in various research programs. | Research and Development Machine Shop (13-51 67 31)
| Research Animal Recovery Area | 13-51 67 11 | Space used in a veterinary research area for recovery of animals who have had surgery. | Research Animal Recovery Area (13-51 67 11)
| Research Diagnostic Laboratory | 13-51 67 35 | Space used for performing routine diagnostic laboratory procedures such as bacterial cultures, serology, hematology, clinical chemistry, and parasitological examinations in a research setting where high level environmental control is not required. | Research Diagnostic Laboratory (13-51 67 35)
| Research Infectious Disease Animal Holding Area | 13-51 67 27 | Space used for temporary segregation in a research facility of animals who have or are suspected of having a contagious disease. | Research Infectious Disease Animal Holding Area (13-51 67 27)
| Research NMR Room | 13-51 67 37 | Space used to house a 400 megahertz super shielded instrument in a research setting. | Research NMR Room (13-51 67 37)
| Research Procedure Laboratory | 13-51 67 39 | Space used for multi-user performance of minor surgical procedures, specimen collection, and monitoring procedures in a research setting. | Research Procedure Laboratory (13-51 67 39)
| Research Veterinary Barrier Suite Holding Room | 13-51 67 45 | Space in a research facility used where immune-suppressed animals are present to prevent entrance of harmful agents. | Research Veterinary Barrier Suite Holding Room (13-51 67 45)
| Research Veterinary BSL3 Infectious Disease Suite Holding Room | 13-51 67 43 | Space used for temporary placement of research animals in a biosafety level 3 suite. | Research Veterinary BSL3 Infectious Disease Suite Holding Room (13-51 67 43)
| Research Veterinary Chemical/Radioisotope Suite Holding Room | 13-51 67 47 | Space used to temporarily house animals where animal experiments involve the administration of harmful chemical or radioactive agents. | Research Veterinary Chemical/Radioisotope Suite Holding Room (13-51 67 47)
| Research Veterinary Environmental Suite Holding Room | 13-51 67 49 | Space used to accommodate animals Space used in research requiring rigid control of various environmental factors such as light, temperature, humidity, sound and air movement. | Research Veterinary Environmental Suite Holding Room (13-51 67 49)
| Research Veterinary Quarantine Holding Room | 13-51 67 51 | Space in a research facility used for segregation of animals who may have contagious diseases or infections. | Research Veterinary Quarantine Holding Room (13-51 67 51)
| Research Veterinary Radiography Control Room | 13-51 67 29 | Space used in a research facility for the operator controls for a veterinary radiographic imaging system for animals. | Research Veterinary Radiography Control Room (13-51 67 29)
| Research Veterinary Radiography Procedure Room | 13-51 67 33 | Space in a research facility used for veterinary radiographic imaging for animals | Research Veterinary Radiography Procedure Room (13-51 67 33)
| Research Veterinary Surgery Room | 13-51 67 53 | Space in a research facility used for surgical procedures on animals. | Research Veterinary Surgery Room (13-51 67 53)
| Research Veterinary Surgical Suite, Animal Preparation Room | 13-51 67 41 | Space used for the preparation of animals prior to surgery in a research facility. | Research Veterinary Surgical Suite, Animal Preparation Room (13-51 67 41)
| Research/non-class Class Laboratory | 13-31 15 13 | A space used for laboratory experimentation, research, or training in research methods; professional research and observation; or structured creative activity within a specific program or for sponsored research. | Research/non-class Class Laboratory (13-31 15 13)
| Respiratory Inhalation Cubicle | 13-51 31 43 | Space used for administration of oxygen to ambulatory patients to promote healing. | Respiratory Inhalation Cubicle (13-51 31 43)
| Respiratory Therapy Clean-up Room | 13-51 31 45 | Space used for decontamination and cleaning of respiratory therapy equipment. | Respiratory Therapy Clean-up Room (13-51 31 45)
| Rest Area | 13-57 17 11 | A place on the interstate where one can stop to use the restroom, rest or do other things. | Rest Area (13-57 17 11)
| Resting Spaces | 13-57 17 00 | A space where one can rest. | Resting Spaces (13-57 17 00)
| Restricted Spaces | 13-25 21 00 | Space that is normally available for use but is set aside by regulatory authority, such as clear space requirements for electrical closets. | Restricted Spaces (13-25 21 00)
| Restroom | 13-23 17 00 | A space with washing and toilet facilities. | Restroom (13-23 17 00)
| Resuscitation Cart Alcove | 13-51 17 31 | Space used for emergency resuscitation cart so that it can be near patient care areas. | Resuscitation Cart Alcove (13-51 17 31)
| Robing Area/Room | 13-35 11 15 | Space for judges to change into their robes. | Robing Area/Room (13-35 11 15)
| Roof | 13-69 11 00 | A construct oriented more than 15º from vertical that Encloses the interior of a Building underneath from the exterior above, affording protection from the elements appropriate to the occupancy and the local climate. | Roof (13-69 11 00)
| Roof Terrace | 13-69 13 00 | An unenclosed horizontal Roof (other than a Plaza) with a Load Bearing surface intended for use along with other appropriate and required features such as railings. | Roof Terrace (13-69 13 00)
| Ropes Course Elements | 13-33 11 15 49 | A challenging outdoor personal development and team building activity which usually consists of elements of varying height connected by rope bridges that must be traversed. | Ropes Course Elements (13-33 11 15 49)
| Running Tracks | 13-33 11 15 37 | A track for holding running events at track and field competitions. | Running Tracks (13-33 11 15 37)
| Sacristy | 13-63 19 15 | A room for keeping vestments (such as the alb and chasuble) and other church furnishings, sacred vessels, and parish records. | Sacristy (13-63 19 15)
| Safe Room | 13-61 17 11 | A fortified room installed in a private residence or business to provide a safe hiding place for the inhabitants in the event of a break-in, home invasion, or other threat. | Safe Room (13-61 17 11)
| Salad Bar | 13-57 13 15 19 | A buffet space for self-serving salad and cold food. | Salad Bar (13-57 13 15 19)
| Sales Spaces | 13-55 19 00 | Space where customers or clients can view or purchase product. | Sales Spaces (13-55 19 00)
| Sally Port | 13-25 13 29 | A small controlled space with two doors. Access requires that one door must remain closed to proceed, used for security. | Sally Port (13-25 13 29)
| Sanctuary | 13-47 11 25 | The consecrated area of a church or temple around its tabernacle or altar. | Sanctuary (13-47 11 25)
| Sanitary Storage Room | 13-63 19 11 | Space for the storage of sterile or clean items, often in a healthcare setting | Sanitary Storage Room (13-63 19 11)
| Scoreboards | 13-33 11 13 31 | A large board that displays the score in a game or contest. | Scoreboards (13-33 11 13 31)
| Scrub/Gowning Area | 13-51 44 45 | Space used by surgical staff for scrubbing of hands and lower arms during the process of preparing for surgery and for donning sterile gowns before entering an operating room. | Scrub/Gowning Area (13-51 44 45)
| Sculpture Garden | 13-37 13 15 | An outdoor garden dedicated to the presentation of sculpture, usually several permanently-sited works in durable materials in landscaped surroundings. | Sculpture Garden (13-37 13 15)
| Sealed Source Room | 13-51 27 39 | Space used for storage and preparation of sealed sources containing radioactive substances used in patient treatment. | Sealed Source Room (13-51 27 39)
| Secondary Circulation Spaces | 13-25 19 00 | A portion of a floor required for access to some subdivision of the floor, that does not serve all occupants on a floor, and is not defined as primary circulation Space. | Secondary Circulation Spaces (13-25 19 00)
| Self Storage Space | 13-63 13 27 | A space in a facility divided into storage spaces that are rented to tenants, usually on a monthly basis | Self Storage Space (13-63 13 27)
| Seminar Room | 13-31 13 21 | A space for conducting a course offered for a small group of advanced students. | Seminar Room (13-31 13 21)
| Service Activity Spaces | 13-57 00 00 | Space for conducting commercial activities and those in support of personal needs. | Service Activity Spaces (13-57 00 00)
| Service Riser Space | 13-23 11 23 | Space used to accommodate intra-floor services such as flues, fire towers, fire hose cabinets (because of the pipes attached to them), stacks, pipe shafts, electricity, vertical air conditioning ducts and other vertical ducts. | Service Riser Space (13-23 11 23)
| Service Space | 13-23 23 21 | Clear floor space in front of an appliance to assure adequate space for servicing. | Service Space (13-23 23 21)
| Serving Station | 13-57 13 15 27 | A space for the final preparation or assembling of meals before serving. | Serving Station (13-57 13 15 27)
| Shared Enclosed Workstation | 13-55 11 15 | An enclosed space used as one or more workstations by a variety of persons who are not specifically assigned to a particular workstation. | Shared Enclosed Workstation (13-55 11 15)
| Shared Equipment Station | 13-55 11 27 | Space set aside for office equipment used jointly by the occupants in the immediate area. | Shared Equipment Station (13-55 11 27)
| Shared Open Workstation | 13-55 11 19 | An non-enclosed space used as one or more workstations by variety of persons who are not specifically assigned to a particular workstation. | Shared Open Workstation (13-55 11 19)
| Shared Workstation File and Storage | 13-55 11 25 | Space designated for the materials used by persons using shared workstations. | Shared Workstation File and Storage (13-55 11 25)
| Shielded Room | 13-61 15 19 | Space with protection from radiation or other harmful effect, often adjacent to a space in which radioactive or other harmful materials may be used. | Shielded Room (13-61 15 19)
| Shop Area | 13-23 23 15 | A place where things are crafted | Shop Area (13-23 23 15)
| Shower Space | 13-65 13 11 | A space in which one bathes underneath a spray of water. | Shower Space (13-65 13 11)
| Shrine | 13-47 11 23 | A holy or sacred place which is dedicated to a specific deity, ancestor, hero, martyr, saint or similar figure of awe and respect, at which they are venerated or worshipped. | Shrine (13-47 11 23)
| Sidewalk | 13-69 25 11 | A pathway constructed to support pedestrian traffic. Construction is of concrete, asphalt, paving blocks, gravel, or the like. | Sidewalk (13-69 25 11)
| Silver Collection Area, Diagnostic Imaging | 13-51 24 19 | Space used for the collection of and storage of silver from film based radiographic imaging systems. | Silver Collection Area, Diagnostic Imaging (13-51 24 19)
| Sinusoidal Vertical Axis Rotational Rest Room | 13-51 37 39 | Space used for a specific test which is generally part of a battery of tests to diagnose certain conditions of the vestibular and ocular systems. | Sinusoidal Vertical Axis Rotational Rest Room (13-51 37 39)
| Skating Rink | 13-33 11 15 23 | A specially frozen surface of water on which people skate or play ice hockey. | Skating Rink (13-33 11 15 23)
| Ski Lift Space | 13-33 11 15 39 | Space for a device that transports skiers up a mountain. | Ski Lift Space (13-33 11 15 39)
| Sleep Study Room | 13-51 34 79 | Space used for conducting a multi-parametric test to diagnose sleep disorders such as sleep apnea. The test utilizes a polysomnograph instrument which records a comprehensive record of biophysical changes that occur during sleep. | Sleep Study Room (13-51 34 79)
| Slides and Blocks Storage Room, Clinical Laboratory | 13-51 51 39 | Space used to store slides, as a matter of record keeping, for a set period of time after they have been examined by a pathologist. | Slides and Blocks Storage Room, Clinical Laboratory (13-51 51 39)
| Smoking Space | 13-57 23 00 | Space that is designed specifically for smoking. | Smoking Space (13-57 23 00)
| Snack Bar | 13-57 13 15 17 | A small restaurant serving light meals or a counter in some other establishment having the same function. | Snack Bar (13-57 13 15 17)
| Soccer Field | 13-33 11 13 23 | A playing field on which the game of soccer is played. | Soccer Field (13-33 11 13 23)
| Softball Fields | 13-33 11 13 13 | A playing field on which the game of softball is played. See also Baseball Field | Softball Fields (13-33 11 13 13)
| Soiled Cart Holding Area, Healthcare | 13-51 57 35 | Space used for temporary holding (parking) of supply or case carts which require washing or disinfection prior to reuse. | Soiled Cart Holding Area, Healthcare (13-51 57 35)
| Soiled Cart Receiving Area, Healthcare | 13-51 57 37 | Space used for temporary holding (parking) of supply or case carts which require washing or disinfection prior to reuse. | Soiled Cart Receiving Area, Healthcare (13-51 57 37)
| Soiled Instrument and Equipment Receiving and Decontamination Room, Healthcare | 13-51 57 39 | Space used for gross decontamination of surgical instruments and equipment prior to repackaging and/or sterilization. | Soiled Instrument and Equipment Receiving and Decontamination Room, Healthcare (13-51 57 39)
| Soiled Storage Room Space | 13-63 19 13 | Space for the storage of used or dirty items prior to cleaning or discard, often in a healthcare setting | Soiled Storage Room Space (13-63 19 13)
| Soiled Utility Room, Healthcare | 13-51 17 25 | Space used for disposal of human waste, bio-hazardous waste, and trash and for temporary storage of soiled linens, and for clean-up of soiled and non-disposable items. | Soiled Utility Room, Healthcare (13-51 17 25)
| Soiled Utility/Supply Room, Healthcare | 13-51 17 27 | Space used for clean up of equipment Space used for patient care, disposal of trash and biologic waste and storage of soiled linen. | Soiled Utility/Supply Room, Healthcare (13-51 17 27)
| Sound Lock | 13-37 15 17 13 | Room that provides an acoustical buffer to eliminate the transfer of sound to adjoining space. | Sound Lock (13-37 15 17 13)
| Soundstage | 13-37 11 13 17 | A soundproof, hangar-like space used for the production of theatrical motion pictures and television shows, usually located in a movie studio. | Soundstage (13-37 11 13 17)
| Space Planning Types | 13-11 00 00 | Amounts of space establish for development of design scenarios | Space Planning Types (13-11 00 00)
| Spaces for Protection from the Elements | 13-61 15 00 | Spaces to provide shelter or keep someone safe from environmental harm or discomfort. | Spaces for Protection from the Elements (13-61 15 00)
| Spaces for Protection from Violence | 13-61 17 00 | Spaces to provide shelter or keep someone safe from violent or force-based harm or discomfort. | Spaces for Protection from Violence (13-61 17 00)
| Special Chemistry Laboratory | 13-51 47 65 | Space used for special and unique diagnostic procedures such as chromatography, EMIT and/or manual spectrophotemetry, fluorometry, etc. to perform therapeutic drug monitoring, toxicology, endocrinology, heavy metal, nutrition and metabolism studies. | Special Chemistry Laboratory (13-51 47 65)
| Specialty Storage Spaces | 13-63 19 00 | Spaces for the storage of goods and materials in specialized ways or of special quality or type for long and short terms | Specialty Storage Spaces (13-63 19 00)
| Specimen Accessioning, Processing and Distribution Room | 13-51 51 47 | Space used as a general receiving area for specimens and requests. | Specimen Accessioning, Processing and Distribution Room (13-51 51 47)
| Speech Pathology Individual Therapy Room | 13-51 61 67 | Space used for speech therapy for a single patient. | Speech Pathology Individual Therapy Room (13-51 61 67)
| Speech Therapist, Exam and Treatment Space | 13-51 61 68 | Space used for individual examination and treatment of speech deficits by a speech therapist. | Speech Therapist, Exam and Treatment Space (13-51 61 68)
| Spiritual Spaces | 13-47 00 00 | Space designated for the practice of religion or meditation . | Spiritual Spaces (13-47 00 00)
| Spirometry Test Room | 13-51 31 47 | Space used for performing spirometry tests as a part of pulmonary medicine service. | Spirometry Test Room (13-51 31 47)
| Stage Wings | 13-37 11 17 15 | Areas adjacent to the stage in a theater, where support personnel and players can stand. | Stage Wings (13-37 11 17 15)
| Stairway | 13-23 11 13 | Space used by a static circulation path providing transportation between floors of a structure. | Stairway (13-23 11 13)
| Stereotactic Mammography Room | 13-51 21 45 | Space used for a radiographic procedure which produces three dimensional images to aid in performing a needle biopsy of the breast. | Stereotactic Mammography Room (13-51 21 45)
| Sterile Supply Preparation and Assembly Area, Healthcare | 13-51 57 41 | Space used for packaging, preparation, assembly and storage of surgical and other procedure packs where a sterile environment is required. | Sterile Supply Preparation and Assembly Area, Healthcare (13-51 57 41)
| Sterilization and Solution Preparation Room, Clinical Laboratory | 13-51 51 41 | Space used for sterilizing solutions and compounds Space used during the analysis of specimens in a laboratory. | Sterilization and Solution Preparation Room, Clinical Laboratory (13-51 51 41)
| Storage Room | 13-63 13 11 | A room that is used to store equipment or materials and that serves multiple room use categories, organizational units, or buildings. | Storage Room (13-63 13 11)
| Storage Spaces | 13-63 00 00 |  | Storage Spaces (13-63 00 00)
| Stress Echocardiograph Room | 13-51 31 49 | Space used to perform an echocardiogram (sonogram) during which the heart is placed under physical stress. | Stress Echocardiograph Room (13-51 31 49)
| Stress Testing Treadmill Room | 13-51 31 51 | Space used to conduct cardiac stress tests in which an electrocardiogram is made while the patient rests and then the patient is stressed by walking on a treadmill. The test is Space used to determine how the heart reacts to exertion and to detect abnormal heart rhythms or ischemia. | Stress Testing Treadmill Room (13-51 31 51)
| Study Room | 13-31 19 13 | A room or area used by individuals to study at their convenience, the space not being restricted to a particular subject or discipline by contained equipment. | Study Room (13-31 19 13)
| Study Service | 13-31 19 15 | A space that directly serves study spaces, stacks, open-stack study spaces, or processing rooms as a direct extension of the activities in those spaces. stack and study areas. | Study Service (13-31 19 15)
| Study Spaces | 13-31 19 00 | Spaces in which learning or experimentation take place. | Study Spaces (13-31 19 00)
| Sub-Sterile Room | 13-51 44 47 | Space used to support one or more operating rooms by providing space for flash sterilization of instruments, storage of warmed blankets, and other accessory functions. | Sub-Sterile Room (13-51 44 47)
| Supplier Site | 13-67 19 00 | Specific dedicated space at a supplier site which is used by employees. | Supplier Site (13-67 19 00)
| Supply Room | 13-63 13 21 | Room for storage of regularly used supplies, such as in an educational or office facility | Supply Room (13-63 13 21)
| Supporting Performance Spaces | 13-37 11 17 | Spaces used to provide support to any performance type such as dance, music or theater. | Supporting Performance Spaces (13-37 11 17)
| Surgical Laser Treatment Room | 13-51 44 51 | Space used for surgical techniques which employ various types of lasers. In addition to eye surgery, surgical lasers are Space used in dermatological procedures, vascular surgery, neurosurgery, and spinal orthopedic procedures. Procedures which require general anesthesia are performed in an operating room. | Surgical Laser Treatment Room (13-51 44 51)
| Surgical Spaces | 13-51 44 00 | Spaces used for surgical procedures and for direct support of surgical functions. | Surgical Spaces (13-51 44 00)
| Surgical Suite, Workroom and Supply Space | 13-51 44 55 | Space used for cleaning and sterilization of surgical instruments, preparation of sterile surgical instrument packs, and storage of surgical supplies in a veterinary research service setting. | Surgical Suite, Workroom and Supply Space (13-51 44 55)
| Swimming Pools | 13-33 13 00 |  | Swimming Pools (13-33 13 00)
| Switch Room | 13-23 19 29 | Contains electrical switch gear and equipment. | Switch Room (13-23 19 29)
| Synthetic Fields | 13-33 11 13 19 | A field, often used for team sports, planted with a synthetic grass substitute. | Synthetic Fields (13-33 11 13 19)
| Tabernacle | 13-47 11 33 | A case on the altar of a church that contains the consecrated host and wine for the Eucharist. | Tabernacle (13-47 11 33)
| Table Bussing Station | 13-57 13 15 25 | A space in restaurant or dining area for collecting dirty dishes, and storing silverware and supplies for cleaning and refreshing tables. | Table Bussing Station (13-57 13 15 25)
| Team Athletic Recreation Spaces | 13-33 11 13 | Spaces for participating in team sports and athletic activities. | Team Athletic Recreation Spaces (13-33 11 13)
| Telecommunications Room | 13-23 19 31 | A designated room containing telecommunications equipment. | Telecommunications Room (13-23 19 31)
| Tele-Radiology/Tele-Medicine Room | 13-51 24 47 | Space used for electronic transmission of images to and consultation with providers at outside locations. | Tele-Radiology/Tele-Medicine Room (13-51 24 47)
| Temperature and Pressure Chamber | 13-49 17 00 | Space in which air or other gases can be added or removed to create low/ high air pressure environments. Chambers can also control the thermal environment. | Temperature and Pressure Chamber (13-49 17 00)
| Tenant Stairway | 13-23 11 13 13 | A stair that is accessible only by the tenant | Tenant Stairway (13-23 11 13 13)
| Tennis Courts | 13-33 11 15 13 | A firm, rectangular surface, marked with lines and having a net across the middle, where the game of tennis is played. | Tennis Courts (13-33 11 15 13)
| Therapeutic Exercise Area | 13-51 61 25 11 | Space used for individual and group exercise and for exercise classes and instruction. | Therapeutic Exercise Area (13-51 61 25 11)
| Therapeutic Exercise Spaces | 13-51 61 25 | Spaces used for various exercise and related therapeutic modalities intended to restore or improve physical function. | Therapeutic Exercise Spaces (13-51 61 25)
| Therapeutic Pool | 13-51 61 69 | Space used for therapeutic swimming and related activities for individuals or groups. | Therapeutic Pool (13-51 61 69)
| Tilt Table Testing Room | 13-51 37 41 | Space used to determine the cause of fainting. The patient is placed on a table which is tilted upward in increments while the vital signs (blood pressure, pulse, other symptoms) are being monitored. | Tilt Table Testing Room (13-51 37 41)
| Tissue Storage Area, Clinical Laboratory | 13-51 51 43 | Space used for storage of tissues which may be in a variety of forms such as paraffin blocks or in preservative fluid filled sealed containers. | Tissue Storage Area, Clinical Laboratory (13-51 51 43)
| Toilet Space | 13-65 13 13 | A space containing a toilet or similar fixture that disposes of human waste by using water to flush it through a drainpipe to another location. | Toilet Space (13-65 13 13)
| Trading Floor | 13-55 15 11 | Area used to facilitate the communication between professionals on a stock exchange or futures exchange which involves shouting and the use of hand signals to transfer information primarily about buy and sell orders, also know as the pit. | Trading Floor (13-55 15 11)
| Trading Spaces | 13-55 15 00 | Open space used for security or commodity trading. | Trading Spaces (13-55 15 00)
| Trail | 13-69 25 19 | A simple thoroughfare used for travel on foot or possibly by horse, bicycle or other simple device that is not a highway or associated with a highway | Trail (13-69 25 19)
| Training Room, Low Vision, Polytrauma | 13-51 37 43 | Space used to provide vision rehabilitation care. Patient education and eye care counseling sessions are conducted so that patients can learn how to use prescribed low vision and other aids. | Training Room, Low Vision, Polytrauma (13-51 37 43)
| Training Spaces | 13-31 17 00 | Space that is similar in configuration to a classroom but which contains specialized equipment or machinery used as part of a specific training activity. | Training Spaces (13-31 17 00)
| Training Support Space | 13-31 17 15 | Space which is used for support services directly related to training activities. | Training Support Space (13-31 17 15)
| Transesophageal Echocardiography Room | 13-51 31 53 | Space used for performing an echocardiograph (a form of sonogram) in which the specialized probe is passed thru the mouth and esophagus of the patient. | Transesophageal Echocardiography Room (13-51 31 53)
| Transformer Vault | 13-23 19 33 | A separately ventilated, fully enclosed room to house the building power transformer | Transformer Vault (13-23 19 33)
| Transitional Circulation Spaces | 13-25 13 00 | Space adjacent to the entry points such as lobbies. | Transitional Circulation Spaces (13-25 13 00)
| Tray Return Space | 13-57 13 15 33 | A space in a Dining Hall or Cafeteria where serving trays are returned by customers and stacked before washing. | Tray Return Space (13-57 13 15 33)
| Treatment Cubicle, Healthcare | 13-51 34 83 | Space used for and useful for a variety of minor medical and surgical treatments. | Treatment Cubicle, Healthcare (13-51 34 83)
| Treatment Room, Healthcare | 13-51 34 85 | Space used for various types of treatments, generally of a non-specialty nature where specialized equipment is not required. | Treatment Room, Healthcare (13-51 34 85)
| Treatment/Exercise Area | 13-51 61 25 17 | Space used for physical therapy gymnasium to accommodate a wide variety of exercise procedures and training functions. | Treatment/Exercise Area (13-51 61 25 17)
| Ultrasound Room | 13-51 21 47 | Space used in services such as gynecology, cardiology, and ophthalmology for real-time examination of internal organs utilizing high frequency sound waves. | Ultrasound Room (13-51 21 47)
| Ultrasound/Optical Coherence Tomography Room | 13-51 21 49 | Space used in Ophthalmology for the location of unseen intraocular foreign bodies, for retinal detachment, and for internal view when the patient’s eye lid can not be opened or the patient’s eye is blocked by blood or cataracts. | Ultrasound/Optical Coherence Tomography Room (13-51 21 49)
| Ultrasound/Optical Coherence Tomography Room | 13-51 37 45 | Space used in Ophthalmology for the location of unseen intraocular foreign bodies, for retinal detachment, and for internal view when the patient’s eye lid can not be opened or the patient’s eye is blocked by blood or cataracts. | Ultrasound/Optical Coherence Tomography Room (13-51 37 45)
| Unimproved Shell | 13-23 29 00 | The portion of a building that has been constructed with minimal enclosure for future use. | Unimproved Shell (13-23 29 00)
| Unisex Restroom | 13-23 17 15 | Public toilet for individual use by either men or women | Unisex Restroom (13-23 17 15)
| Unit Storage | 13-63 13 23 | A dedicated storage area or location at an educational facility under the direct control and management of a specific institutional division, department, office, business unit, or similar organizational unit | Unit Storage (13-63 13 23)
| Urinalysis Laboratory | 13-51 47 69 | Space used for the biochemical analysis and microscopic examination of urine and feces for the detection of abnormalities or disease. | Urinalysis Laboratory (13-51 47 69)
| Urine Testing Alcove | 13-51 47 67 | Space used in conjunction with and adjacent to a specimen collection toilet for routine testing of urine specimens. | Urine Testing Alcove (13-51 47 67)
| Urodynamics Treatment Room | 13-51 41 23 | Space used for various tests which provide information about the bladder. Most of the tests do not require sophisticated equipment, but video urodynamics utilizes radiographic or sonographic systems. May also serve as preparation room for other tests and procedures relating to bladder function and voiding disorders. | Urodynamics Treatment Room (13-51 41 23)
| Urology Laboratory | 13-51 47 71 | Space used to examine urine, blood, and secretions of the genitourinary tract in order to assess the health conditions of the genitourinary system and, where indicated, develop a diagnosis and plan of treatment | Urology Laboratory (13-51 47 71)
| Utility Equipment Room | 13-23 19 00 | Space provided for the general operation of heating, ventilating, and air conditioning, plumbing and electrical, life safety and communication services; including sections of tunnels which are dedicated to distribution of utilities. | Utility Equipment Room (13-23 19 00)
| Vacuum Sealed Storage Compartment | 13-63 17 17 | Space served by equipment to provide lowered air pressure, often for the purposes of storing perishables. | Vacuum Sealed Storage Compartment (13-63 17 17)
| Vault | 13-55 13 15 | A reinforced room or compartment in a bank building where valuables are stored | Vault (13-55 13 15)
| Vehicle Impound Lot | 13-63 19 27 | A space for the storage of abandoned, towed, or disabled vehicles, either for short term prior to claim by their owners, or for longer term prior to auction or disposal. | Vehicle Impound Lot (13-63 19 27)
| Vehicle Storage Compartment | 13-63 15 11 | A storage space in a vehicle designed to move on land | Vehicle Storage Compartment (13-63 15 11)
| Vending Machine Area | 13-55 19 17 | Space accommodating vending equipment for non-perishable goods | Vending Machine Area (13-55 19 17)
| Vending Perishable Product Space | 13-57 13 15 29 | A space for housing coin-operated, automatic machines that dispenses foodstuffs. | Vending Perishable Product Space (13-57 13 15 29)
| Vertical Penetration | 13-23 11 00 | opening in a floor that serves a building or system distribution function | Vertical Penetration (13-23 11 00)
| Vessel Hold | 13-63 15 15 | A storage space in a vehicle or craft designed to move across (or through) water | Vessel Hold (13-63 15 15)
| Vestibule | 13-25 13 17 | A small passage, hall, or room between a door or room and another room, corridor, or lobby | Vestibule (13-25 13 17)
| Vestibulography Room | 13-51 37 47 | Space used for examination of the vestibular system which controls balance and sense of spatial orientation. It provides dominant input about equilibrioception and movement and for performing electronystagmography (ENG) or videonystagmography (VNG) for patients with balance or vestibular disorder. | Vestibulography Room (13-51 37 47)
| Vestry | 13-63 19 17 | A room within or attached to a church which is used to store vestments and other items used in worship. It is usually of sufficient size to allow those using vestments to change into them, and thus in England and elsewhere was often used for meetings dealing with the administration of the local parish. | Vestry (13-63 19 17)
| Veterinary Barrier Suite Holding Room | 13-51 91 29 | Space used where immune-suppressed animals are present to prevent entrance of harmful agents. | Veterinary Barrier Suite Holding Room (13-51 91 29)
| Veterinary BSL3 Infectious Disease Suite Holding Room | 13-51 91 26 | Space used for temporary placement of animals in a biosafety level 3 suite. | Veterinary BSL3 Infectious Disease Suite Holding Room (13-51 91 26)
| Veterinary Examination and Treatment Room | 13-51 91 32 | Space used for the examination and treatment of animals in a veterinary clinic or laboratory. | Veterinary Examination and Treatment Room (13-51 91 32)
| Veterinary Food Preparation Room | 13-51 91 44 | Space used to prepare food for animals, including special diets for research animals. | Veterinary Food Preparation Room (13-51 91 44)
| Veterinary Quarantine Holding Room | 13-51 91 35 | Space used for segregation of animals who may have contagious diseases or infections. | Veterinary Quarantine Holding Room (13-51 91 35)
| Veterinary Radiography Control Room | 13-51 91 17 | Space used for the operator controls for a veterinary radiographic imaging system. | Veterinary Radiography Control Room (13-51 91 17)
| Veterinary Radiography Procedure Room | 13-51 91 20 | Space used for veterinary radiographic imaging | Veterinary Radiography Procedure Room (13-51 91 20)
| Veterinary Spaces | 13-51 91 00 | Spaces used for housing, treatment, training and other types of care for animals. | Veterinary Spaces (13-51 91 00)
| Veterinary Surgery Room | 13-51 91 38 | Space used for surgical procedures on animals. | Veterinary Surgery Room (13-51 91 38)
| Veterinary Surgical Suite, Animal Preparation Room | 13-51 91 23 | Space used for the preparation of animals prior to surgery. | Veterinary Surgical Suite, Animal Preparation Room (13-51 91 23)
| Viewing/Consultation Room, Diagnostic Imaging | 13-51 24 49 | Space used for review of diagnostic images and consultation with other providers, family, and patients. | Viewing/Consultation Room, Diagnostic Imaging (13-51 24 49)
| Vision Screening Room | 13-51 37 51 | Space used to assist in the performance of preliminary testing and preparation of the patient’s profile with the supervision of the optometrist or ophthalmologist. | Vision Screening Room (13-51 37 51)
| Vision Testing Station | 13-51 37 53 | Space used for initial screening and preparation of patients by ophthalmology technicians under the supervision of providers. | Vision Testing Station (13-51 37 53)
| Vision/Hearing Screening Room | 13-51 37 49 | Space used for initial vision and hearing screening and preparation of patients for further diagnostic tests | Vision/Hearing Screening Room (13-51 37 49)
| Visual Fields Room | 13-51 37 55 | Space used to test, evaluate and monitor the visual fields (side vision) of a patient who may or may not be ambulant. | Visual Fields Room (13-51 37 55)
| Void Areas | 13-13 00 00 | A space inside the building where floor structure might otherwise be expected. The lowest floor of a multi-story void is classified based on the utilization at that level. | Void Areas (13-13 00 00)
| Volleyball Court | 13-33 11 15 15 | A rectangular surface marked with lines and having a high net across the middle, where the game of volleyball is played. | Volleyball Court (13-33 11 15 15)
| Waiting Room | 13-55 29 23 13 | A room in some public space for people to wait. | Waiting Room (13-55 29 23 13)
| Waiting Space | 13-55 29 23 | Space with seating where people wait prior to entering another space or receiving service. | Waiting Space (13-55 29 23)
| Wall Spaces | 13-15 00 00 | The space taken up by any of various permanent upright constructions having a length much greater than the thickness and presenting a continuous surface except where pierced by doors, windows, etc.: used for shelter, protection, or privacy, or to subdivide interior space, to support floors, roofs, or the like. | Wall Spaces (13-15 00 00)
| War Room | 13-55 29 21 17 | A single location from which any activity is directed. | War Room (13-55 29 21 17)
| Warehouse Spaces | 13-63 11 00 | Space specifically designed for the storage of raw material, in process materials or finished goods. | Warehouse Spaces (13-63 11 00)
| Warehouse Support Space | 13-63 11 15 | Space that directly supports warehouse functions. | Warehouse Support Space (13-63 11 15)
| Waste and Recycling Spaces | 13-23 21 00 | Space used for holding garbage and recyclable materials. | Waste and Recycling Spaces (13-23 21 00)
| Weight Room | 13-33 17 11 13 | Space used for weight-lifting, either using exercise equipment or free weights. | Weight Room (13-33 17 11 13)
| Wellness Spaces | 13-33 17 00 | Space that is related to medical and other wellness services provided to the personnel in a facility; such as first aid stations. | Wellness Spaces (13-33 17 00)
| Wet Laboratories | 13-53 31 00 | Space used in the development of test materials, processes, or equipment that involve the use of liquids and gases; usually chemical and biotechnology work. | Wet Laboratories (13-53 31 00)
| Wheelchair Repair Workspace | 13-51 61 71 | Space used for the repair of wheelchairs. | Wheelchair Repair Workspace (13-51 61 71)
| Whirlpool | 13-51 61 73 | Space used for a specialized treatment tank in which pressurized and/or heated water is circulated around the arm or leg of a patient. | Whirlpool (13-51 61 73)
| Whole Body Scanning Room | 13-51 21 51 | Space used in nuclear medicine for scanning by use of gamma or scintillation cameras of the whole body for use in diagnosis of a variety of conditions. | Whole Body Scanning Room (13-51 21 51)
| Witness Stand | 13-35 11 11 21 | An enclosed area in a courtroom where witnesses give their evidence. | Witness Stand (13-35 11 11 21)
| Women's Restroom | 13-23 17 13 | Toilet(s) used exclusively by women. | Women's Restroom (13-23 17 13)
| Woodshop/Metalshop | 13-31 17 13 | A room for providing vocational education and training in the skills needed to perform a particular job, such as wood or metal working. | Woodshop/Metalshop (13-31 17 13)
| Workbench | 13-59 15 11 | Space accommodating a component supporting production, fabrication, testing or maintenance functions | Workbench (13-59 15 11)
| Workout Station | 13-33 11 15 43 | A space for a machine designed to enable exercise to enhance or maintain physical fitness and overall health. | Workout Station (13-33 11 15 43)
| Worship spaces | 13-47 11 00 | Spaces for conducting worship activities, such as prayer, religious or spiritual ceremonies or celebration, or meditation. | Worship spaces (13-47 11 00)
| Wrestling Mat | 13-33 11 15 27 | A space in which a wrestling match is competed. | Wrestling Mat (13-33 11 15 27)
| X-Ray Film, Daylight Processing Space | 13-51 24 34 | Space used for daylight film processors serving certain types of x-ray equipment. | X-Ray Film, Daylight Processing Space (13-51 24 34)
| X-Ray, Digital Image Storage Space | 13-51 24 24 | Space used for picture archiving computer system and image quality control. | X-Ray, Digital Image Storage Space (13-51 24 24)
| X-Ray, Mobile C-Arm Alcove | 13-51 24 51 | Space used for temporary "parking" of mobile x-ray systems. | X-Ray, Mobile C-Arm Alcove (13-51 24 51)
| X-Ray, Plane Film Storage Space | 13-51 24 32 | Space used for plane film storage of patient radiographs in a made for purpose system and controlled environment. | X-Ray, Plane Film Storage Space (13-51 24 32)
| Zen Garden | 13-37 15 19 | An enclosed shallow sandpit containing sand, gravel, rocks, and occasionally grass and/or other natural elements, raked and arranged artfully, usually providing a quiet, contemplative setting. | Zen Garden (13-37 15 19)

## Development
USACE Facility Data Workbook (FDW) - Version 0.6 (MAY-9-2016)
FDW Notes
HIGH LEVEL NEAR TERM PLAN:
Create user friendly and high quality facility data entry tool and data transformation platform utilizing COBie Construction Templates approach
Emphasis on User Experience and User Interface, separation of data from presentation, ensuring COBie compliant valid data entry, and QA/QC direct feedback.
Open source embedded macros to provide additional functionality, but not required for basic use.
Reusable and customizable COBie and Construction Template functions for community and other agency use
Integrated QA/QC capabilities for FDW and COBie with no external dependencies or install requirements
Provide a customization platform with no barriers to entry, no additional tools or cost required than Excel; "ALT-F11 is all you need"
Pragmatic, user friendly, and production-ready COBie solutions
HIGH LEVEL LONG TERM TERM PLAN:
Web app for O&M data entry via submittal registry (RMS/ProjNet)
Web app tied to form based PxP and M3
Web app for project portal
DONE:
When | Description
2015-08-01 | Made all tables official Excel Tables and applied logical Named Ranges. All content can now be referenced programmatically or by formula without being impacted by any change of location across cells or tabs. Insert, copy/cut/paste, etc does not break it.
2015-08-01 | Created a custom table format and applied to all tables. "USACE TableStyle FDW".
2015-08-01 | Deleted hundreds of unused table styles using macro. See below. Removed about 200k from filesize.
2015-08-01 | Reorganized tabs to emphasize data entry up front.
2015-08-01 | Numbered tabs to make references easier similar to M3.
2015-08-01 | Changed data entry tab names to include word "Data".
2015-08-01 | Added Required Values tab because there needs to be something that contractually specifies what the required values are other than a pulldown menu or hidden picklists tab. These are the official picklists. Picklist tab now only for hidden report related
2015-08-01 | Assets.Installation_Date and Assets.Warranty_Start_Date formatted as Excel Simple Date format.
2015-08-01 | Turned off "change size" on cell change property for arrow/chevron graphic to prevent distortion on row/column sizing.
2015-08-01 | Changed base font style "Normal" to 10pt instead of 11pt for greater info density per pixel while retaining readability.
2015-08-01 | Inserted printing footer for page x of y, date/time.
2015-08-01 | Standardized omniclass delimiter to remove padded spaces.
2015-08-01 | Asset Data 11x17 Tabloid portrait.
2015-08-01 | Set print boundaries.
2015-08-01 | Added version and headers to picklists tab.
2015-08-01 | Added standards quickreference using Excel Group function (plus in margin to toggle on/off). Used formula to point to Required Attributes tabs as master definitions (table headers not possible from what I can tell). Change there will propogate. Intentionally avoided TRANSPOSE function for simplicity sake.
2015-08-01 | Set Page Break Preview for tabs 1-3
2015-08-01 | all sheets identify the FDW version and refer to picklist tab
2015-08-01 | created 100 space rows by default and 1000 asset rows. Tested insert works with table formatting.
2015-08-01 | Set picklists for space data and asset data
2015-08-01 | Verified Sort/Filter lock/protect settings set on all sheets. Background info:: WRONG(Made all table headers in tabs 1-3 unlocked to allow sorting when locked.) Sorting doesn't work if Sort is not enabled in lock settings. Important that headers remain locked so they are not modified.
2015-08-01 | Added Settings tab
2015-08-01 | Lock worksheets (GROUPS AND HYPERLINKS STILL NOT WORKING)
2015-08-01 | Sorted values in "Required Assets (Subset of Omniclass Table 22)"
2015-08-01 | Fixed typo in "Required Attributes" for "Warrantry" to "Warranty"
2015-08-01 | Ran spellcheck on "required attributes" tab, corrected errors
2015-08-01 | export GFEBS directly from FDW (eventually will load COBie into memory and write out GFEBS to support other workflows)
2015-08-01 | Added digital signature so macro security would be better received
2015-08-14 | Cleared all data validation settings on all data tabs. Were some weird cells
2015-08-14 | Incorporated rachel/connor/andy abbreviation list to Mappings tab and tab 4
2015-08-14 | Finalized template "prep for publishing" routines.
2015-08-14 | Fixed data validation which was overwritten every time cells were being written to by vba
2015-08-14 | Link remaining TO/FROM Required Attributes and tab 1-3 headers (SEE 1. Facility Data B7 and B8 examples) MAKE DECISION ON PRIOR CELL FIRST (LOCKED CELL SELECTION PROBLEM)
2015-08-17 | incorporated abbreviation coloring/reasoning to Mappings tab
2015-08-17 | removed digital signature
2015-08-17 | locked scrolling on first data column for assets so name is visible as you scroll to the right
2015-08-17 | incorporated error trapping into export
2015-08-17 | fixed date on export problem
2015-08-17 | set "3. Asset Data"."System Designation" picklist to point to "=picklist.SystemDesignation"
2015-08-17 | set "3. Asset Data"."System Classification" picklist to point to "=picklist.SystemClassification"
2015-08-18 | Remove extra rows below tables on tab 5
2015-08-18 | Removed text after quickstart " (CLICK ON ONE OF THE FOLLOWING)"
2015-08-18 | Added proposed floor classification revision.
2015-08-18 | Implemented export of GFEBS."Equipment Category"(E) = lookup FDW.Mappings."GFEBS Equipment Category Code" from FDW.3."System Classification"
2015-08-20 | Added "Other" to Tab 6 F13 per decision 8/20
2015-08-20 | Changed ALL tabs from Page Break Preview to Normal per decision 8/20
2015-08-20 | Adjusted tab 4 page break per meeting 8/20
2015-08-20 | Removed use of "Recommended" wording per decision 8/20
2015-08-20 | Removed proposed floor classification and added "Other" Tab 6 F13 per decision 8/20
2015-08-20 | Revised number of rows in tabs 2 and 3 to fit on one page if no data entered. Revised PrepareForPublishing() to reflect 40 rows and 100 rows.
2015-08-23 | Added conditional formatting to tabs 2 and 3 column C to detect duplicate "Designation" keys; NOT case sensitive. "Name1" and "NAME1" are considered duplicate.
2015-08-23 | added excel Data Form feature and associated button as described at https://support.office.com/en-gb/article/Add-edit-find-and-delete-rows-by-using-a-data-form-17bca0a4-3ba5-444a-983c-a8ce70609374. Should include instructions that show that Criteria button is for filtering with wildcards
2015-08-23 | changed default enter key behavior to "move to right" to facilitate rapid row based data entry
2015-08-23 | fixed bug where user was not able to insert rows in tabs 2 & 3
2015-08-23 | deleted phantom table styles, reduced file size, added function for future reuse
2015-08-23 | data tabs header hyperlinking now works; had to turn on 'select locked' in order to get insert row to work which fixed it
2015-08-23 | Added "Workbook Summary Totals" to Instructions tab
2015-08-23 | Added set zoom 100% to publish routine to automatically set all tabs consistently
2015-08-23 | Implemented blank cell checking by turning off ignoreblank on data validation and adding data validation to remaining cells.
2015-08-23 | changed data validation tickmark color to red, returns to original on worksheet close
2015-08-23 | Changed data tabs to allow column/row resizing.
2015-08-23 | set ErrorMessage for all picklists to "Pick value from list."
2015-08-23 | set data validation on dates columns to between 1/1/1900-1/1/3000
2015-08-25 | changed tab 1 single row height from default 24px to 40px to make facility data single row more prominent
2015-08-25 | added display column to picklists, split lists into omniclass code and title with display options to be driven by settings; Note, adding display formula to first row ensures formula is included in all cells so it grows/shrinks with table.
2015-08-25 | Sorting tables in tab 6 affects picklists. Filtering does NOT. Recommend putting guidance to users to sort as desired, by name or by number.
2015-08-25 | hid unused columns as per excel-to-tree example
2015-08-25 | Fixed birgitta's bug; fixed date parsing for cases with no "T" in timestamp as in COBie demo files.
2015-08-26 | recommend documenting default table behavior where formulas in the first row are copied to the entire column
2015-08-26 | fixed bug where WarrantyDurationParts="n/a" crashed import
2015-08-26 | document that ' FDW.3."Warranty Duration" = COBie.Type.WarrantyDurationParts (there are two different options here)
2015-08-26 | turned off automatic recalculation on import to speed up import
2015-08-26 | Importer now imports COBie GUIDs for facility data for later updates. Still need to finish space and asset data.
2015-08-26 | Removed "System Designation" picklist, named ranges, and picklist in Asset tab. Per meeting 8/27 the recollection was that the designations would all be left freeform text descriptions and the mapping with GFEBS System Category would be done through mapping with Table 21 shortlist that matches against required Assets.
2015-08-26 | Added some more informative error messages.
2015-08-28 | set required values tab to print on 11x17 portrait
2015-08-28 | GFEBS template now embedded as a hidden tab and used as basis for export
2015-08-28 | Removed settings tab and dependency in code for password embedded in sheet. New password ready for public consumption is "facilitydataworkbook" so different than M3.
2015-09-01 | changed import function to be a little more efficient
2015-09-08 | Turned off "remove personal information from file properties on save" to remove annoying warning message. This was accidentally turned on and is not on by default.
FINISH | Changed Required Attirbutes to reflect updates from Ralph
2015-09-17 | made gfebs tab visible after exporting, was causing error when workbook was in publish-ready mode
2015-09-17 | removed unused buttons for now to prepare for release
2015-09-17 | fixed spacet tab formatting and font size past end of table which was causing problems on import
2015-09-26 | Fixed instruction tab, quicklink to tab 1 facility data changed to named range R1C1
2015-10-17 | Change dates to be same as COBie without timestamp, ie IfcDate which is ISO8601 international date standard. Changed in code and date format in excel fields
2015-11-05 | Instructions tab: Reorganized table of contents into two columns, added hyperlinks, removed italics, renumbered to start at 1 instead of 0, increased header row height to 36px
2015-11-05 | Fixed quickstart link #1; fixed C4 link
2015-11-05 | Updated note in tab 1, C12
2015-11-05 | Fixed level designation terminology on tabs 2 and 6
2015-11-05 | Added * prefix to column headers to indicate picklist.
2015-11-05 | Fixed text formatting, embedded in code even though it seems to slow import/export significantly. 1E10 no longer auto changes to scientific notation.
2015-11-05 | Removed abbreviations until there is more confidence and concurrence.
2015-11-17 | temporary fix made to address excel 2013; follow-up with Connor to resolve
2016-05-09 | changed default row count to 200 for spaces and 1000 for assets as a workaround fix for copy/paste bug
2016-05-09 | fixed table 13, added definitions for space types with minor file size impacts
2016-05-09 | cleaned up Defined Names broken references using Name Manager
VAN TODO:
When | Description | Category
! | publish to github | Open Source
! | create github webpage | Open Source
! | System Designation mapping not completed
! | gfebs equipment category mapping against table 21 and all subs
! | Export omniclass; ensure value is converted from display value and exported as value formatted as standard | Export
! | figure out how to deal with protected sheet issue not showing data validation | UI
| CTRL home doesn't work when locked? | UI
! | omniclass formatting (prefix/suffix) | Export, UI
! | Export GFEBS."Warranty e"(AT) = FDW.3."Warranty Start Date"(P) + FDW.3."Warranty Duration"(Q) | Export
| Improve COBie import/export performance: Find, Filter, Array, mdlCoreFunctions, etc | Code
| implement checking code | QA
| add buttons (checks: blank, unique, picklist, format; TABLE:Delete blank rows, insert rows, sort by name, by type, copy increment) | UI, QA
| set data validation to check asset designations start with acronyms | QA
| check for blanks (entire row blank is ok, one cell blank is not ok) | QA
| provide QAQC to verify picklists | QA
! | Import FDW.1."Construction Contractor" = COBie.Attribute.USACE_ConstructionContractor | Import
! | Import into FDW.3."Spec Reference" = COBie.Attribute.UFGS_SpecificationSection | Import
! | Import into FDW.3."System Designation" and FDW.3."System Classification". From where?? | Import
! | Import into FDW.3."Warranty Priority Code" = COBie.Attribute.USACE_WarrantyPriorityCode | Import
| add omniclass and UFGS numbers to table 22 list in mapping | ??
| Add import of COBie external GUID/ID for Space and Asset data tabs to mimic Facility data import method using hidden table columns OR use hidden tabs with table keyed by name. | Import
| add reading COBie Release in addition to Version values on COBie instructions tab on import | Import, UI
| new test dataset that tests mappings and attribute rules | Test
| Add more runtime error messages. | Code
| Add more informative data validation error messages. | Code
| Button to only show errors, or hide errors | UI, QA
| set data validation on emails | QA
| create cobie macros | Code
| Idea: add function to quickly copy/insert/increment rows | UI
| Idea: function to delete empty rows | UI
| Idea: Toggle to hide header for more screen real estate | UI
| Copy in regex code and examples | QA
| Data validation still allows incorrect values to be pasted in. It also overwrites data validation. Macro should apply data validation then trigger the data validation "circle invalid data" tied to regex | Code
| IDEA: Look into picklist pointing to formula instead of value; if space name changes then update space name on other columns | Code
| Test typical data entry size for appropriate column width and word wrap | UI
| Fix header style to not turn visited hyperlinks black therefore making linked headers invisible. | UI
| IDEA: Look into xml data mappings to automate xml export. | Code
! | picklists like Asset.[Space Designation] should not include blanks and duplicates, and be alphabetized | UI | TEST IDEAS
| IDEA: embed xBIM BCF for IFC import/export and for data validation and review comments export | Code | 1. verify worksheet protection
| Export/Update COBie (use case: FDW as QAQC, transformer) | Code | 1. insert/remove rows in middle and at end of tables
| Embed "spreadsheet compare" button in UI | UI | 2. no data entry outside of
| IDEA: Experiment with ODBC connection to Revit/iModel | Code | 3. try copy/paste
| IDEA: Add feature to check for new version on the web | Code | 2. test picklists
! | scroll left in "prepare for publishing"; asset tab left columns are not visible unless scroll to the left | UI | 1. verify no headers and blanks are included in picklists
| [Asset Data].[Space Designation] does not seem to be doing data validation correctly | Code | 2. picklists are applied to columns that should have them
| Run spellcheck on text heavy tabs like "required values" | Code | 3. picklists are applied to entire column
| IDEA: add cobie mappings to headers in tabs 1-3 | UI, Code | 4. items that should be extendable are and ones that aren't should be locked
| verify omniclass picklists use of space characters around the " : "delimeter | Code | 3. typos/spelling/grammar
! | add deletion of notes tab on publish routine | Code | 4. data validation, does it keep you from entering data that you should be able to?
! | Tab 2 Floor Designation should provide picklist of already entered floors. Currently includes duplicates and blanks with named range. | UI | 5. are the default print areas and page breaks correct?
| IDEA: ExcelBricks integration | Code | 6. headers/footers consistent
! | test workbook in browser | Test
Fix spec text formatting field. Spaces? No spaces? Period?
Calendar picker for date fields.
Button to expand/collapse examples section.
Button to turn on/off data validation.
Warranty Description should provide a standard list; can be extended but would improve consistency greatly.

## Mappings
FDW to COBie |  |  |  |  | COBie to GFEBS |  |  |  | Table 21 FDW Required Assets to GFEBS Equipment Category Code |  |  |  | UFGS Division to OmniClass Table 22 to ROBCAD
FDW Tab | FDW Column | COBie 2.4 Tab | COBie 2.4 Column Name | Notes | COBie 2.4 Tab | COBie 2.4 Column | GFEBS Equipment Loadfile Column Name | Notes | GFEBS Equipment Category | GFEBS Equipment Category Code | Table 21 - System Classification | Notes | UFGS Division | OmniClass Table 22 | UFGS Number | OmniClass Number | ROBCAD Abbreviation | Notes
1. Facility Data | Project Designation | Facility | ProjectName | [5 empty] | 1 - Conveying Systems | 1 | 21-04 10 00:Conveying | Note: all children of each omniclass code will be included in mapping. Note: Many Table 21 to one GFEBS Equip Cat Code ok. Many 21 to many GF not ok, one 21 to many GF not ok. | Division 14 - Conveying Equipment | Elevators |  |  | ELEV
1. Facility Data | Project Description | Facility | ProjectDescription | [5 empty] | 2 - Plumbing | 2 | 21-04 20 00:Plumbing |  | Division 21 - Fire Suppression | Fire Pumps |  |  | P | Represents many different specific items on the list.
1. Facility Data | Construction Contractor | Attribute | Attribute.Name="USACE_ConstructionContractor", Attribute.SheetName="Facility" | [5 empty] | 3 - HVAC | 3 | 21-04 30 00:Heating, Ventilation, and Air Conditioning (HVAC) |  | Division 22 - Plumbing | Domestic Water Pumps |  |  | P | Represents many different specific items on the list.
1. Facility Data | Facility Designation | Facility | Name | [5 empty] | 4 - Fire Protection | 4 | 21-04 40 00:Fire Protection |  | Division 22 - Plumbing | Backwater Valves |  |  | V | Represents many different specific items on the list.
1. Facility Data | Facility Description | Facility | Description | [5 empty] | 5 - Electrical | 5 | 21-04 50 00:Electrical |  | Division 22 - Plumbing | Sanitary Sewerage Pumps |  |  | P | Represents many different specific items on the list.
2. Space Data | Space Designation | Space | Name | [5 empty] | 6 - Kitchen | 6 | 21-05 10 30 80:Foodservice Equipment |  | Division 22 - Plumbing | Facility Packaged Sewage Pumping Stations |  |  | P | Represents many different specific items on the list.
2. Space Data | Space Description | Space | Description | [5 empty] | 7 - Storage System | 7 | n/a | Not in required asset list. No mapping to #7. | Division 22 - Plumbing | Sump Pumps |  |  | P | Represents many different specific items on the list.
2. Space Data | Space Classification | Space | Category | [5 empty] | 8 - Mechanical | 8 | n/a | Unclear on distinction between "8 - Mechanical" and "3 - HVAC" so chose to stay mapping everything to #3. | Division 22 - Plumbing | General Service Packaged Air Compressors and Receivers |  |  | COMPRU
2. Space Data | Space Signage | Space | RoomTag | [5 empty] | 9 - Vehicle Maintenance | 9 | 21-05 10 10 10:Vehicle Servicing Equipment |  | Division 22 - Plumbing | Electric Domestic Water Heaters |  |  | HTR
2. Space Data | Floor Designation | Space | FloorName | build unique list and populate Floor.Name |  |  |  |  | A - Grounds | A | 21-07 00 00:Sitework |  | Division 22 - Plumbing | Fuel-Fired Domestic Water Heaters |  |  | HTR
2. Space Data | Floor Classification | Floor | Category | [5 empty] | B - Overhead Doors | B | 21-02 20 00:Exterior Vertical Enclosures |  | Division 22 - Plumbing | Domestic Water Heat Exchangers |  |  | HEX
3. Asset Data | Asset Designation | Component | Name | [5 empty] | B - Overhead Doors | B | 21-03 10 00:Interior Construction |  | Division 23 - Heating, Ventilating, and Air-Conditioning (HVAC) | Facility Fuel Pumps |  |  | P | Represents many different specific items on the list.
3. Asset Data | Asset Description | Component | Description |  | Component | Description | Description |  | C - Other | C | XX-Catchall | All other numbers will be assigned to C. | Division 23 - Heating, Ventilating, and Air-Conditioning (HVAC) | Fire Dampers |  |  | DMPR
3. Asset Data | Space Designation | Space | Name |  | Space | Name | Room | [5 empty] | Division 23 - Heating, Ventilating, and Air-Conditioning (HVAC) | Smoke-Control Dampers |  |  | SDMPR
3. Asset Data | Spec Reference | Attribute | Attribute.Name="UFGS_SpecificationSection", Attribute.SheetName="Type" | [9 empty] | Division 23 - Heating, Ventilating, and Air-Conditioning (HVAC) | HVAC Fans |  |  | FAN
3. Asset Data | Asset Classification | Type | Category | [9 empty] | Division 23 - Heating, Ventilating, and Air-Conditioning (HVAC) | Constant-Air-Volume Units |  |  | ATERM
3. Asset Data | System Designation | System | Name | [9 empty] | Division 23 - Heating, Ventilating, and Air-Conditioning (HVAC) | Variable-Air-Volume Units |  |  | ATERM
3. Asset Data | System Classification | System | Category | [9 empty] | Division 23 - Heating, Ventilating, and Air-Conditioning (HVAC) | Ventilation Hoods |  |  | HD | Extrapolated from other similar abbreviations (not officially listed)
3. Asset Data | Tag Number | Component | TagNumber |  |  |  |  | Tag in GFEBS? |  |  |  |  | Division 23 - Heating, Ventilating, and Air-Conditioning (HVAC) | Heating Boilers |  |  | BLR
3. Asset Data | Manufacturer | Contact | Company |  | Contact | Company | Manufacturer | [5 empty] | Division 23 - Heating, Ventilating, and Air-Conditioning (HVAC) | Boiler Feedwater Pumps |  |  | P | Represents many different specific items on the list.
3. Asset Data | Manufacturer Model Number | Type | ModelNumber |  | Type | ModelNumber | Modelnumber | [5 empty] | Division 23 - Heating, Ventilating, and Air-Conditioning (HVAC) | Furnaces |  |  | FURN
3. Asset Data | Serial Number | Component | SerialNumber |  | Component | SerialNumber | ManufserialNo. | [5 empty] | Division 23 - Heating, Ventilating, and Air-Conditioning (HVAC) | Fuel-Fired Heaters |  |  | UH
3. Asset Data | Manufacturer Email | Type | Manufacturer | build unique list and populate Contact.Name | [8 empty] | Division 23 - Heating, Ventilating, and Air-Conditioning (HVAC) | Heat Exchangers for HVAC |  |  | HEX
3. Asset Data | Installation Date | Component | InstallationDate |  | Component | InstallationDate | Vaild From | GFEBS typo is as received from developers. |  |  |  |  | Division 23 - Heating, Ventilating, and Air-Conditioning (HVAC) | Refrigerant Compressors |  |  | RCOMP | Extrapolated from other similar abbreviations (not officially listed)
3. Asset Data | Warranty Start Date | Type | WarrantyStartDate |  | Type | WarrantyStartDate | Begin Guar,Start-up d | Verify two fields to be populated in GFEBS |  |  |  |  | Division 23 - Heating, Ventilating, and Air-Conditioning (HVAC) | Refrigerant Condensers |  |  | RCU
3. Asset Data | Warranty Duration | Type | WarrantyDurationUnit="Months" WarrantyGuarantorParts=Manufacturer Email, WarrantyGuarantorLabor=blank, WarrantyDurationParts=Warranty Duration, WarrantyDurationLabor=blank | [9 empty] | Division 23 - Heating, Ventilating, and Air-Conditioning (HVAC) | Packaged Water Chillers |  |  | PKGWCH | Extrapolated from other similar abbreviations (not officially listed)
3. Asset Data | Warranty Description | Type | WarrantyDescription | [9 empty] | Division 23 - Heating, Ventilating, and Air-Conditioning (HVAC) | Cooling Towers |  |  | CLGTWR
3. Asset Data | Warranty Priority Code | Attribute | Attribute.Name="UFGS_WarrantyPriorityCode", Attribute.SheetName="Type" | [9 empty] | Division 23 - Heating, Ventilating, and Air-Conditioning (HVAC) | Indoor Central-Station Air-Handling Units |  |  | AHU | Extrapolated from other similar abbreviations (not officially listed)
[13 empty] | Division 23 - Heating, Ventilating, and Air-Conditioning (HVAC) | Packaged Outdoor HVAC Equipment |  |  | HVACEQPT | Extrapolated from other similar abbreviations (not officially listed)
Calculated Fields |  |  |  |  | Calculated Fields | [7 empty] | Division 23 - Heating, Ventilating, and Air-Conditioning (HVAC) | Custom-Packaged Outdoor HVAC Equipment |  |  | HVACEQPT | Extrapolated from other similar abbreviations (not officially listed)
FDW Tabs | FDW Columns | COBie Tab | COBie Column | Naming Rule | GFEBS Column | Method | Notes | [5 empty] | Division 23 - Heating, Ventilating, and Air-Conditioning (HVAC) | Evaporative Air-Cooling Equipment |  |  | ECU
3. Asset Data | Manufacturer,Manufacturer Model Number | Type | Name | [Manufacturer]_[Manufacturer Model Number] | record_num | unique integer increment | [6 empty] | Division 23 - Heating, Ventilating, and Air-Conditioning (HVAC) | Decentralized Unitary HVAC Equipment |  |  | HVACEQPT | Extrapolated from other similar abbreviations (not officially listed)
[5 empty] | Equipment Category | lookup [GFEBS Equipment Category Code] using [6. Required Values#[Omniclass Code]] against Mappings.[FDW.3.[System Classification]] | * NOTE: all children of each omniclass code will be included in mapping. * NOTE: Many Table 21 to one GFEBS Equip Cat Code ok. Many 21 to many GF not ok, one 21 to many GF not ok. * NOTE: All other numbers will be assigned to C. | [5 empty] | Division 23 - Heating, Ventilating, and Air-Conditioning (HVAC) | Convection Heating and Cooling Units |  |  | HVACEQPT | not known
[5 empty] | Warranty e | Type.WarrantyStartDate+Type.WarrantyDuration | [6 empty] | Division 23 - Heating, Ventilating, and Air-Conditioning (HVAC) | Radiant Heating Units |  |  | UH | Represents many different specific items on the list.
[5 empty] | Comp | Value="ARMY" | Company Code default to ARMY | [5 empty] | Division 26 - Electrical | Medium-Voltage Transformers |  |  | XFMR | Represents many different specific items on the list.
[5 empty] | Busi | Value="ARMY" | Business Area default to ARMY | [5 empty] | Division 26 - Electrical | Medium-Voltage Switchgear |  |  | SWGR | Represents many different specific items on the list.
[13 empty] | Division 26 - Electrical | Medium-Voltage Metering |  |  | VM
[13 empty] | Division 26 - Electrical | Low-Voltage Transformers |  |  | LVXFMR | added "LV" to distinguish from High or Medium Voltage
[13 empty] | Division 26 - Electrical | Low-Voltage Switchgear |  |  | LVSWGR | added "LV" to distinguish from High or Medium Voltage
[13 empty] | Division 26 - Electrical | Switchboards and Panelboards |  |  | EPB | Extrapolated from other similar abbreviations (not officially listed)
[13 empty] | Division 26 - Electrical | Static Uninterruptible Power Supply |  |  | UPS
[13 empty] | Division 28 - Electronic Safety and Security | Fire Detection and Alarm Annunciation Panels and Fire Stations |  |  | FDPNL | Extrapolated from other similar abbreviations (not officially listed)
[13 empty] | Division 33 - Utilities | Water Utility Pumping Stations |  |  | PS
[13 empty] | Division 33 - Utilities | Water Supply Wells |  |  | WELL
[13 empty] | Division 33 - Utilities | Packaged Utility Lift Stations |  |  | LS
[13 empty] | Division 33 - Utilities | Packaged Utility Wastewater Pumping Stations |  |  | PS
[13 empty] | Division 33 - Utilities | Fuel-Oil Pumps |  |  | P | Represents many different specific items on the list.
[13 empty] | Division 33 - Utilities | Gasoline Pumps |  |  | P | Represents many different specific items on the list.
[13 empty] | Division 33 - Utilities | Diesel Fuel Pumps |  |  | P | Represents many different specific items on the list.
[13 empty] | Division 33 - Utilities | Utility Transformers |  |  | XFMR
[13 empty] | Division 33 - Utilities | High-Voltage Switchgear and Protection Devices |  |  | HVSWGR | Added "HV" to distinguish from Low or Medium (Medium is non modified)
[13 empty] | Division 33 - Utilities | Medium-Voltage Utility Switchgear and Protection Devices |  |  | SWGR

## Picklists
Report Titles
INSTRUCTIONS
USACE Facility Data Workbook (FDW) - Version 0.6 (MAY-9-2016)
FACILITY DATA
SPACE DATA
ASSET DATA
REQUIRED ASSETS
REQUIRED ATTRIBUTES
REQUIRED ATTRIBUTE VALUES
WORKBOOK SETTINGS

## GFEBS EQUIP UPLOAD TEMPLATE
record_num | class | Char | Valid On | Equipment Category | Equipment | classtype | characteristics | values | Description | Cla | Vaild From | Manufacturer | Man | Model number | Cons | Co | ManufPartNo. | ManufserialNo. | Plant | Planner group | Main Wor | Plan | Catalog p | Main | Room | Plant section | Work Cen | Sort Field | Object Typ | Weight | Size/Dimension | Start-up d | Comp | Busi | Asset | Asse | Cost Cente | WBS Element | Functional Loc. | Superord. Equip. | Posi | TechIdentNo. | ConstType | Begin Guar | Warranty e | Master Warranty | I | P | Vendor | Customer | End Custom | Operator | Delivery D | Partner Func
Sequential number for each record starting with number 1 |  |  |  | Enter a number specifying the category of equipment: 1 - Conveying Systems 2 - Plumbing 3 - HVAC 4 - Fire Protection 5 - Electrical 6 - Kitchen 7 - Storage System 8 - Mechanical 9 - Vehicle Maintenance A - Grounds B - Overhead Doors C - Other |  |  |  |  | Enter a description for the piece of equipment. (40 CHAR MAX) | Default to 002 | mm/dd/yyyy | Enter the manufacturer | Enter Manufacturing Country US, MX, Etc. | Enter Model Number |  |  | Enter Manufacturer Part Number | Enter Manufacturer Serial Number |  | Default Planner Group May want to use if planning on creating Prevtative Maint plans |  | Planning Plant |  | Maint Plant |  |  | Default Work Center if applicable | Free Text field that you can use for a garrison specific purpose, such as the equipment number from a legacy maint system |  |  |  | Start up date, Date installed | Company Code Default to ARMY | Business Area Default to ARMY |  |  |  | MFES WBS element associated to the Building Functional Location Unless it is a Reimbursable customers piece of equipment | Must exist in system if this is a new functional location you will have to create the functional location first |  |  |  |  | Warranty Begin date MM/DD/YYYY | Warranty End date MM/DD/YYYY